{"text_format":"3","workbook":"xlsb","n_sheets":6,"sheets":["Factor f sh;w","G gl;sh, wi","UNE52022","Calculo","CLIMA mensual","Irradiacion"],"not_rendered":{"charts":2,"images":5,"macros":1,"external_links":1,"defined_names":10,"comments":1},"read":"bin_skipped_in_rows","date_system":"1900","formulas":"cached_only","passed_over":{"ids":[37,38,1024],"n":2808}}

{"sheet":"Factor f sh;w","index":0,"n_rows":18,"n_cols":23,"rows_kept":18,"merged":[[1,1,1,6],[1,8,1,11],[2,8,2,14],[4,16,5,17],[4,19,5,20],[4,22,5,23],[7,19,7,20],[7,22,7,23],[8,19,8,20],[8,22,8,23],[9,19,9,20],[9,22,9,23],[10,19,10,20],[10,22,10,23],[11,19,11,20],[11,22,11,23],[12,19,12,20],[12,22,12,23],[13,19,13,20],[13,22,13,23],[14,19,14,20],[14,22,14,23],[15,19,15,20],[15,22,15,23],[17,3,17,17]],"read":"bin_skipped_in_rows","flags":["formulas_cached_only","records_skipped"],"rows_in_doubt":{"n":0,"rows":[]},"rows_in_doubt_other":1}
[]
[null,"CTE - DA HE1   Factor de sombra  f_sh;with   V 1.1",{"$nulls":6},"Actualizaciones y otras herramientas en:"]
[{"$nulls":8},"        Autor: Oscar Redondo Rivera.       o.redondo.rivera@gmail.com",{"$nulls":7},"G gl;wi",{"v":0.6030000000000001,"d":"0.60"},null,"G gl;sh, wi",0.07567567567567568]
[null,"Zona climatica","D3"]
[null,"Fracción mínima",{"v":0.3,"d":"0.30"},"Ene","Feb","Mar","Abr","May","Jun","Jul","Ago","Sep","Oct","Nov","Dic",null,"Promedio fracción    f_sh;with",null,null,"Transmitancia media vidrio",null,null,"Corrector          Factor solar"]
[null,"Criterio f_sh;with","I>300 W/m2",false,false,false,false,false,true,true,true,true,false,false,false]
[]
[null,"Fracción f_sh;with","H","---","---","---","---","---",0.89,{"v":0.9,"d":"0.90"},0.91,0.86,"---","---","---",null,{"v":0.8918984700001312,"d":"0.89"},"H",null,{"v":0.13268024194128217,"d":"0.133"},null,null,{"v":0.2982900983629207,"d":"0.298"}]
[null,null,"NE","---","---","---","---","---",0.53,0.58,0.48,{"v":0.3,"d":"0.30"},"---","---","---",null,{"v":0.4912839871822278,"d":"0.49"},"NE",null,{"v":0.3439340034077717,"d":"0.344"},null,null,{"v":0.7732282230255474,"d":"0.773"}]
[null,null,"E","---","---","---","---","---",0.67,0.71,{"v":0.7,"d":"0.70"},0.67,"---","---","---",null,{"v":0.6885924498197764,"d":"0.69"},"E",null,{"v":0.23988845166395525,"d":"0.240"},null,null,{"v":0.5393142852018413,"d":"0.539"}]
[null,null,"SE","---","---","---","---","---",0.65,{"v":0.7,"d":"0.70"},0.79,{"v":0.8,"d":"0.80"},"---","---","---",null,{"v":0.7387672388095105,"d":"0.74"},"SE",null,{"v":0.21343006496182818,"d":"0.213"},null,null,{"v":0.4798308635828604,"d":"0.480"}]
[null,null,"S","---","---","---","---","---",0.53,0.63,0.75,0.83,"---","---","---",null,{"v":0.7057357274731287,"d":"0.71"},"S",null,{"v":0.23084838435869692,"d":"0.231"},null,null,{"v":0.5189905163705613,"d":"0.519"}]
[null,null,"SO","---","---","---","---","---",0.64,0.69,0.79,0.79,"---","---","---",null,{"v":0.7308563314986123,"d":"0.73"},"SO",null,{"v":0.21760167881433992,"d":"0.218"},null,null,{"v":0.4892094348621361,"d":"0.489"}]
[null,null,"O","---","---","---","---","---",0.67,0.73,0.71,0.67,"---","---","---",null,{"v":0.6967229760875197,"d":"0.70"},"O",null,{"v":0.23560102739341635,"d":"0.236"},null,null,{"v":0.5296753503561497,"d":"0.530"}]
[null,null,"NO","---","---","---","---","---",0.54,0.59,0.47,{"v":0.3,"d":"0.30"},"---","---","---",null,{"v":0.4951933637710843,"d":"0.50"},"NO",null,{"v":0.34187249403952363,"d":"0.342"},null,null,{"v":0.7685935628588669,"d":"0.769"}]
[null,null,"N","---","---","---","---","---",{"v":0.3,"d":"0.30"},{"v":0.3,"d":"0.30"},{"v":0.3,"d":"0.30"},{"v":0.3,"d":"0.30"},"---","---","---",null,{"v":0.3000000000000001,"d":"0.30"},"N",null,{"v":0.4448027027027027,"d":"0.445"},null,null,{"v":1,"d":"1.000"}]
[]
[null,"Orientación (grafico)","E","IRRADIANCIA MENSULA RECIBIDA Y OBSTRUIDA  W/m2 dia"]

{"sheet":"G gl;sh, wi","index":1,"n_rows":15,"n_cols":4,"rows_kept":15,"hidden":true,"merged":[[1,1,1,4],[3,1,3,2],[4,3,4,4],[5,3,5,4],[7,1,7,2],[12,1,12,2]],"flags":["formulas_cached_only"]}
[]
[null,"Calculo del factor G gl;sh, wi    según UNE 52022-1"]
[]
[null,"Propiedades del vidrio"]
[null,"G gl;n",0.67,"Valor CTE DA-HE1= 0,67"]
[null,"U gl (W/m2K)",{"v":1.6,"d":"1.60"},"Valor CTE DA-HE1= 1,60"]
[]
[null,"Propiedades protección solar"]
[null,"Tipo","Persianas"]
[null,"Colores","Oscuro"]
[null,"Posicion","Exterior"]
[]
[null,"Resultados"]
[null,"G gl;wi    ",{"v":0.6030000000000001,"d":"0.60"}]
[null,"G gl wi;sh",{"v":0.07567567567567568,"d":"0.08"}]

{"sheet":"UNE52022","index":2,"n_rows":30,"n_cols":21,"rows_kept":30,"hidden":true,"merged":[[7,14,7,17]],"flags":["formulas_cached_only"]}
[{"$nulls":5},"CTE"]
[null,"T (transmisión)",{"v":0,"d":"0.000"},"g vidrio",0.67,0.67]
[null,"R (reflexion)",{"v":0.3,"d":"0.300"},"U vidrio",{"v":1.6,"d":"1.60"},1.6,{"$nulls":5},"Oscuro","Colores"]
[{"$nulls":12},"Negro"]
[null,"A (absorcion)",{"v":0.7,"d":"0.700"},{"$nulls":9},"Oscuro"]
[{"$nulls":12},"Pastel"]
[null,"Exterior",{"$nulls":4},"Interior",{"$nulls":5},"Blanco"]
[null,"G1",{"v":5,"d":"5.000"},{"$nulls":3},"G3",{"v":30,"d":"30.000"},{"$nulls":6},"R (reflexion)",{"$nulls":4},"fila",1]
[null,"G2",{"v":10,"d":"10.000"},{"$nulls":8},"Persianas","Tipo","T (transmisión)","Negro","Oscuro","Pastel","Blanco",null,"columna",2]
[null,"Gext",{"v":1.0810810810810811,"d":"1.081"},{"$nulls":3},"Gint",{"v":1.518987341772152,"d":"1.519"},{"$nulls":4},"Persianas",0,{"v":0.1,"d":"0.10"},{"v":0.3,"d":"0.30"},{"v":0.5,"d":"0.50"},{"v":0.7,"d":"0.70"}]
[{"$nulls":12},"Store / veneciana",0.1,{"v":0.1,"d":"0.10"},0.25,0.45,0.65]
[null,null,"base g*T","suma A","suma T",null,null,"base g","resta R","resta A",null,null,"Toldos",0.2,{"v":0.1,"d":"0.10"},{"v":0.2,"d":"0.20"},{"v":0.4,"d":"0.40"},{"v":0.6,"d":"0.60"}]
[{"$nulls":8}," (max 0,090)"," (max 0,012)",null,null,"Cortina opaca",0.3,{"v":0.1,"d":"0.10"},{"v":0.2,"d":"0.20"},0.35,{"v":0.5,"d":"0.50"}]
[null,null,{"v":0,"d":"0.000"},{"v":0.07567567567567568,"d":"0.076"},{"v":0,"d":"0.000"},null,null,{"v":0.67,"d":"0.670"},{"v":0.13467,"d":"0.135"},{"v":0.02374683544303798,"d":"0.024"},null,null,"Cortinas ligera",0.4,{"v":0.1,"d":"0.10"},{"v":0.2,"d":"0.20"},{"v":0.3,"d":"0.30"},{"v":0.4,"d":"0.40"}]
[]
[null,"g wi;sh",{"v":0.07567567567567568,"d":"0.08"},{"$nulls":3},"g wi;sh",{"v":0.5115831645569621,"d":"0.51"},{"$nulls":3},"Exterior","Posicion"]
[{"$nulls":7},"min g - 0,09",{"$nulls":4},"Exterior",{"v":0.07567567567567568,"d":"0.08"}]
[{"$nulls":12},"Intermedia",{"v":0.18620173913043478,"d":"0.19"}]
[{"$nulls":12},"Interior",{"v":0.5115831645569621,"d":"0.51"}]
[null,"Intermedio"]
[null,"G4",{"v":3,"d":"3.000"},{"$nulls":8},"Resultado",{"v":0.07567567567567568,"d":"0.08"}]
[null,"Ginter",{"v":1.0434782608695652,"d":"1.043"}]
[]
[]
[null,null,"base g*T","suma A","suma T"]
[]
[null,null,{"v":0,"d":"0.000"},{"v":0.1631304347826087,"d":"0.163"},{"v":0.023071304347826085,"d":"0.023"}]
[]
[null,"g wi;sh",{"v":0.18620173913043478,"d":"0.19"}]
[{"$nulls":12},"UNE 13790"]

{"sheet":"Calculo","index":3,"n_rows":84,"n_cols":17,"rows_kept":84,"hidden":true,"read":"bin_skipped_in_rows","flags":["formulas_cached_only","records_skipped"],"rows_in_doubt":{"n":0,"rows":[]},"rows_in_doubt_other":35}
[]
[null,"Zona ","D3",null,null,"fracion min",{"v":0.3,"d":"0.30"}]
[null,"Irradiacion",300,"fila",10]
[null,null,"I>300 W/m2"]
[null,"columna",3,4,5,6,7,8,9,10,11,12,13,14]
[null,null,0,0,0,0,0,1,1,1,1,0,0,0]
[null,"factores","Ene","Feb","Mar","Abr","May","Jun","Jul","Ago","Sep","Oct","Nov","Dic","fila zona",292,"D3"]
[null,"H",0.46,0.67,0.77,0.83,0.85,0.89,{"v":0.9,"d":"0.90"},0.91,0.86,0.76,0.58,0.34,"fila",302]
[null,"NE",{"v":0.3,"d":"0.30"},{"v":0.3,"d":"0.30"},{"v":0.3,"d":"0.30"},{"v":0.3,"d":"0.30"},0.49,0.53,0.58,0.48,{"v":0.3,"d":"0.30"},{"v":0.3,"d":"0.30"},{"v":0.3,"d":"0.30"},{"v":0.3,"d":"0.30"},"fila",303]
[null,"E",0.37,0.58,{"v":0.6,"d":"0.60"},0.59,0.66,0.67,0.71,{"v":0.7,"d":"0.70"},0.67,0.55,0.44,{"v":0.4,"d":"0.40"},"fila",304]
[null,"SE",{"v":0.7,"d":"0.70"},{"v":0.8,"d":"0.80"},0.76,{"v":0.7,"d":"0.70"},0.65,0.65,{"v":0.7,"d":"0.70"},0.79,{"v":0.8,"d":"0.80"},0.79,0.75,0.74,"fila",305]
[null,"S",{"v":0.8,"d":"0.80"},0.81,0.79,{"v":0.7,"d":"0.70"},0.53,0.53,0.63,0.75,0.83,0.83,0.84,0.77,"fila",306]
[null,"SW",0.73,0.78,0.73,0.73,0.63,0.64,0.69,0.79,0.79,0.82,0.77,0.66,"fila",307]
[null,"W",0.43,0.54,0.59,0.62,0.61,0.67,0.73,0.71,0.67,0.64,0.45,0.35,"fila",308]
[null,"NW",{"v":0.3,"d":"0.30"},{"v":0.3,"d":"0.30"},{"v":0.3,"d":"0.30"},0.35,0.45,0.54,0.59,0.47,{"v":0.3,"d":"0.30"},{"v":0.3,"d":"0.30"},{"v":0.3,"d":"0.30"},{"v":0.3,"d":"0.30"},"fila",309]
[null,"N",{"v":0.3,"d":"0.30"},{"v":0.3,"d":"0.30"},{"v":0.3,"d":"0.30"},{"v":0.3,"d":"0.30"},{"v":0.3,"d":"0.30"},{"v":0.3,"d":"0.30"},{"v":0.3,"d":"0.30"},{"v":0.3,"d":"0.30"},{"v":0.3,"d":"0.30"},{"v":0.3,"d":"0.30"},{"v":0.3,"d":"0.30"},{"v":0.3,"d":"0.30"},"fila",310]
[]
[null,"W/m2 dia","Ene","Feb","Mar","Abr","May","Jun","Jul","Ago","Sep","Oct","Nov","Dic","fila zona",342,"S"]
[null,"H",{"v":1740.3225806451612,"d":"1,740"},{"v":2628.5714285714284,"d":"2,629"},{"v":3722.9032258064517,"d":"3,723"},{"v":4747.333333333333,"d":"4,747"},{"v":5802.580645161291,"d":"5,803"},{"v":6814.666666666667,"d":"6,815"},{"v":7107.096774193548,"d":"7,107"},{"v":6417.096774193548,"d":"6,417"},{"v":5041,"d":"5,041"},{"v":3234.516129032258,"d":"3,235"},{"v":2053.6666666666665,"d":"2,054"},{"v":1513.5483870967741,"d":"1,514"},"fila",348]
[null,"NE",{"v":616.1290322580645,"d":"616"},{"v":912.8571428571429,"d":"913"},{"v":1407.4193548387098,"d":"1,407"},{"v":1945.6666666666667,"d":"1,946"},{"v":2713.548387096774,"d":"2,714"},{"v":2962.3333333333335,"d":"2,962"},{"v":3039.3548387096776,"d":"3,039"},{"v":2551.935483870968,"d":"2,552"},{"v":1858.6666666666667,"d":"1,859"},{"v":1115.1612903225807,"d":"1,115"},691,{"v":534.8387096774194,"d":"535"},"fila",351]
[null,"E",{"v":1130.967741935484,"d":"1,131"},{"v":1825.7142857142858,"d":"1,826"},{"v":2420,"d":"2,420"},{"v":2859.3333333333335,"d":"2,859"},{"v":3608.064516129032,"d":"3,608"},{"v":3778.3333333333335,"d":"3,778"},{"v":4026.1290322580644,"d":"4,026"},{"v":3787.0967741935483,"d":"3,787"},{"v":3181,"d":"3,181"},{"v":2072.5806451612902,"d":"2,073"},{"v":1370,"d":"1,370"},{"v":1088.7096774193549,"d":"1,089"},"fila",354]
[null,"SE",{"v":2096.7741935483873,"d":"2,097"},{"v":2942.8571428571427,"d":"2,943"},{"v":3232.9032258064517,"d":"3,233"},{"v":3206.3333333333335,"d":"3,206"},{"v":3422.5806451612902,"d":"3,423"},{"v":3438,"d":"3,438"},{"v":3742.9032258064517,"d":"3,743"},{"v":3988.7096774193546,"d":"3,989"},{"v":4016.3333333333335,"d":"4,016"},{"v":3110.6451612903224,"d":"3,111"},{"v":2511.3333333333335,"d":"2,511"},{"v":2077.4193548387098,"d":"2,077"},"fila",357]
[null,"S",{"v":2805.1612903225805,"d":"2,805"},{"v":3623.214285714286,"d":"3,623"},{"v":3590.3225806451615,"d":"3,590"},{"v":3111,"d":"3,111"},{"v":2675.1612903225805,"d":"2,675"},{"v":2615,"d":"2,615"},{"v":2875.8064516129034,"d":"2,876"},{"v":3521.935483870968,"d":"3,522"},{"v":4196.333333333333,"d":"4,196"},{"v":3818.3870967741937,"d":"3,818"},{"v":3239.6666666666665,"d":"3,240"},{"v":2633.8709677419356,"d":"2,634"},"fila",360]
[null,"SW",{"v":2284.1935483870966,"d":"2,284"},{"v":2928.5714285714284,"d":"2,929"},{"v":3194.8387096774195,"d":"3,195"},{"v":3316.3333333333335,"d":"3,316"},{"v":3199.032258064516,"d":"3,199"},{"v":3455.3333333333335,"d":"3,455"},{"v":3739.032258064516,"d":"3,739"},{"v":3960.3225806451615,"d":"3,960"},{"v":3930.6666666666665,"d":"3,931"},{"v":3272.2580645161293,"d":"3,272"},{"v":2553.3333333333335,"d":"2,553"},{"v":1976.1290322580646,"d":"1,976"},"fila",363]
[null,"W",{"v":1271.2903225806451,"d":"1,271"},{"v":1845.357142857143,"d":"1,845"},{"v":2389.3548387096776,"d":"2,389"},{"v":2978.6666666666665,"d":"2,979"},{"v":3316.451612903226,"d":"3,316"},{"v":3790.6666666666665,"d":"3,791"},{"v":4040,"d":"4,040"},{"v":3758.064516129032,"d":"3,758"},{"v":3107.3333333333335,"d":"3,107"},{"v":2200.967741935484,"d":"2,201"},{"v":1409.6666666666667,"d":"1,410"},{"v":1016.7741935483871,"d":"1,017"},"fila",366]
[null,"NW",{"v":627.4193548387096,"d":"627"},955,{"v":1402.258064516129,"d":"1,402"},{"v":2004.3333333333333,"d":"2,004"},{"v":2524.8387096774195,"d":"2,525"},{"v":2962.6666666666665,"d":"2,963"},{"v":3062.9032258064517,"d":"3,063"},{"v":2539.3548387096776,"d":"2,539"},{"v":1840,"d":"1,840"},{"v":1135.1612903225807,"d":"1,135"},{"v":704.6666666666666,"d":"705"},{"v":534.8387096774194,"d":"535"},"fila",369]
[null,"N",{"v":586.4516129032259,"d":"586"},{"v":792.5,"d":"793"},{"v":1031.6129032258063,"d":"1,032"},{"v":1292,"d":"1,292"},{"v":1697.0967741935483,"d":"1,697"},{"v":1930.3333333333333,"d":"1,930"},{"v":1900.3225806451612,"d":"1,900"},{"v":1501.2903225806451,"d":"1,501"},{"v":1192.3333333333333,"d":"1,192"},{"v":896.1290322580645,"d":"896"},645,{"v":523.8709677419354,"d":"524"},"fila",372]
[]
[null,"valora","Ene","Feb","Mar","Abr","May","Jun","Jul","Ago","Sep","Oct","Nov","Dic"]
[null,"H",0,0,0,0,0,{"v":6814.666666666667,"d":"6,815"},{"v":7107.096774193548,"d":"7,107"},{"v":6417.096774193548,"d":"6,417"},{"v":5041,"d":"5,041"},0,0,0]
[null,"NE",0,0,0,0,0,{"v":2962.3333333333335,"d":"2,962"},{"v":3039.3548387096776,"d":"3,039"},{"v":2551.935483870968,"d":"2,552"},{"v":1858.6666666666667,"d":"1,859"},0,0,0]
[null,"E",0,0,0,0,0,{"v":3778.3333333333335,"d":"3,778"},{"v":4026.1290322580644,"d":"4,026"},{"v":3787.0967741935483,"d":"3,787"},{"v":3181,"d":"3,181"},0,0,0]
[null,"SE",0,0,0,0,0,{"v":3438,"d":"3,438"},{"v":3742.9032258064517,"d":"3,743"},{"v":3988.7096774193546,"d":"3,989"},{"v":4016.3333333333335,"d":"4,016"},0,0,0]
[null,"S",0,0,0,0,0,{"v":2615,"d":"2,615"},{"v":2875.8064516129034,"d":"2,876"},{"v":3521.935483870968,"d":"3,522"},{"v":4196.333333333333,"d":"4,196"},0,0,0]
[null,"SW",0,0,0,0,0,{"v":3455.3333333333335,"d":"3,455"},{"v":3739.032258064516,"d":"3,739"},{"v":3960.3225806451615,"d":"3,960"},{"v":3930.6666666666665,"d":"3,931"},0,0,0]
[null,"W",0,0,0,0,0,{"v":3790.6666666666665,"d":"3,791"},{"v":4040,"d":"4,040"},{"v":3758.064516129032,"d":"3,758"},{"v":3107.3333333333335,"d":"3,107"},0,0,0]
[null,"NW",0,0,0,0,0,{"v":2962.6666666666665,"d":"2,963"},{"v":3062.9032258064517,"d":"3,063"},{"v":2539.3548387096776,"d":"2,539"},{"v":1840,"d":"1,840"},0,0,0]
[null,"N",0,0,0,0,0,{"v":1930.3333333333333,"d":"1,930"},{"v":1900.3225806451612,"d":"1,900"},{"v":1501.2903225806451,"d":"1,501"},{"v":1192.3333333333333,"d":"1,192"},0,0,0]
[]
[null,"obstruye","Ene","Feb","Mar","Abr","May","Jun","Jul","Ago","Sep","Oct","Nov","Dic",null,"Promedio"]
[null,"H",0,0,0,0,0,{"v":6065.053333333333,"d":"6,065"},{"v":6396.387096774193,"d":"6,396"},{"v":5839.558064516129,"d":"5,840"},{"v":4335.26,"d":"4,335"},0,0,0,null,{"v":0.8918984700001312,"d":"0.89"}]
[null,"NE",0,0,0,0,0,{"v":1570.0366666666669,"d":"1,570"},{"v":1762.8258064516128,"d":"1,763"},{"v":1224.9290322580646,"d":"1,225"},{"v":557.6000000000001,"d":"558"},0,0,0,null,{"v":0.4912839871822278,"d":"0.49"}]
[null,"E",0,0,0,0,0,{"v":2531.4833333333336,"d":"2,531"},{"v":2858.5516129032258,"d":"2,859"},{"v":2650.967741935484,"d":"2,651"},{"v":2131.2700000000004,"d":"2,131"},0,0,0,null,{"v":0.6885924498197764,"d":"0.69"}]
[null,"SE",0,0,0,0,0,{"v":2234.7,"d":"2,235"},{"v":2620.032258064516,"d":"2,620"},{"v":3151.0806451612902,"d":"3,151"},{"v":3213.066666666667,"d":"3,213"},0,0,0,null,{"v":0.7387672388095105,"d":"0.74"}]
[null,"S",0,0,0,0,0,{"v":1385.95,"d":"1,386"},{"v":1811.7580645161293,"d":"1,812"},{"v":2641.451612903226,"d":"2,641"},{"v":3482.956666666666,"d":"3,483"},0,0,0,null,{"v":0.7057357274731287,"d":"0.71"}]
[null,"SW",0,0,0,0,0,{"v":2211.4133333333334,"d":"2,211"},{"v":2579.9322580645157,"d":"2,580"},{"v":3128.6548387096777,"d":"3,129"},{"v":3105.2266666666665,"d":"3,105"},0,0,0,null,{"v":0.7308563314986123,"d":"0.73"}]
[null,"W",0,0,0,0,0,{"v":2539.746666666667,"d":"2,540"},{"v":2949.2,"d":"2,949"},{"v":2668.2258064516127,"d":"2,668"},{"v":2081.913333333334,"d":"2,082"},0,0,0,null,{"v":0.6967229760875197,"d":"0.70"}]
[null,"NW",0,0,0,0,0,{"v":1599.84,"d":"1,600"},{"v":1807.1129032258063,"d":"1,807"},{"v":1193.4967741935484,"d":"1,193"},552,0,0,0,null,{"v":0.4951933637710843,"d":"0.50"}]
[null,"N",0,0,0,0,0,{"v":579.1000000000001,"d":"579"},{"v":570.0967741935485,"d":"570"},{"v":450.38709677419365,"d":"450"},{"v":357.70000000000005,"d":"358"},0,0,0,null,{"v":0.3000000000000001,"d":"0.30"}]
[]
[null,"recibe","Ene","Feb","Mar","Abr","May","Jun","Jul","Ago","Sep","Oct","Nov","Dic"]
[null,"H",{"v":1740.3225806451612,"d":"1,740"},{"v":2628.5714285714284,"d":"2,629"},{"v":3722.9032258064517,"d":"3,723"},{"v":4747.333333333333,"d":"4,747"},{"v":5802.580645161291,"d":"5,803"},{"v":749.6133333333332,"d":"750"},{"v":710.7096774193546,"d":"711"},{"v":577.5387096774191,"d":"578"},{"v":705.7400000000001,"d":"706"},{"v":3234.516129032258,"d":"3,235"},{"v":2053.6666666666665,"d":"2,054"},{"v":1513.5483870967741,"d":"1,514"}]
[null,"NE",{"v":616.1290322580645,"d":"616"},{"v":912.8571428571429,"d":"913"},{"v":1407.4193548387098,"d":"1,407"},{"v":1945.6666666666667,"d":"1,946"},{"v":2713.548387096774,"d":"2,714"},{"v":1392.2966666666666,"d":"1,392"},{"v":1276.5290322580647,"d":"1,277"},{"v":1327.0064516129032,"d":"1,327"},{"v":1301.0666666666666,"d":"1,301"},{"v":1115.1612903225807,"d":"1,115"},691,{"v":534.8387096774194,"d":"535"}]
[null,"E",{"v":1130.967741935484,"d":"1,131"},{"v":1825.7142857142858,"d":"1,826"},{"v":2420,"d":"2,420"},{"v":2859.3333333333335,"d":"2,859"},{"v":3608.064516129032,"d":"3,608"},{"v":1246.85,"d":"1,247"},{"v":1167.5774193548389,"d":"1,168"},{"v":1136.1290322580646,"d":"1,136"},{"v":1049.7299999999998,"d":"1,050"},{"v":2072.5806451612902,"d":"2,073"},{"v":1370,"d":"1,370"},{"v":1088.7096774193549,"d":"1,089"}]
[null,"SE",{"v":2096.7741935483873,"d":"2,097"},{"v":2942.8571428571427,"d":"2,943"},{"v":3232.9032258064517,"d":"3,233"},{"v":3206.3333333333335,"d":"3,206"},{"v":3422.5806451612902,"d":"3,423"},{"v":1203.3,"d":"1,203"},{"v":1122.8709677419356,"d":"1,123"},{"v":837.6290322580643,"d":"838"},{"v":803.2666666666665,"d":"803"},{"v":3110.6451612903224,"d":"3,111"},{"v":2511.3333333333335,"d":"2,511"},{"v":2077.4193548387098,"d":"2,077"}]
[null,"S",{"v":2805.1612903225805,"d":"2,805"},{"v":3623.214285714286,"d":"3,623"},{"v":3590.3225806451615,"d":"3,590"},{"v":3111,"d":"3,111"},{"v":2675.1612903225805,"d":"2,675"},{"v":1229.05,"d":"1,229"},{"v":1064.0483870967741,"d":"1,064"},{"v":880.483870967742,"d":"880"},{"v":713.3766666666668,"d":"713"},{"v":3818.3870967741937,"d":"3,818"},{"v":3239.6666666666665,"d":"3,240"},{"v":2633.8709677419356,"d":"2,634"}]
[null,"SW",{"v":2284.1935483870966,"d":"2,284"},{"v":2928.5714285714284,"d":"2,929"},{"v":3194.8387096774195,"d":"3,195"},{"v":3316.3333333333335,"d":"3,316"},{"v":3199.032258064516,"d":"3,199"},{"v":1243.92,"d":"1,244"},{"v":1159.1000000000001,"d":"1,159"},{"v":831.6677419354837,"d":"832"},{"v":825.4399999999998,"d":"825"},{"v":3272.2580645161293,"d":"3,272"},{"v":2553.3333333333335,"d":"2,553"},{"v":1976.1290322580646,"d":"1,976"}]
[null,"W",{"v":1271.2903225806451,"d":"1,271"},{"v":1845.357142857143,"d":"1,845"},{"v":2389.3548387096776,"d":"2,389"},{"v":2978.6666666666665,"d":"2,979"},{"v":3316.451612903226,"d":"3,316"},{"v":1250.9199999999998,"d":"1,251"},{"v":1090.8000000000002,"d":"1,091"},{"v":1089.8387096774195,"d":"1,090"},{"v":1025.4199999999998,"d":"1,025"},{"v":2200.967741935484,"d":"2,201"},{"v":1409.6666666666667,"d":"1,410"},{"v":1016.7741935483871,"d":"1,017"}]
[null,"NW",{"v":627.4193548387096,"d":"627"},955,{"v":1402.258064516129,"d":"1,402"},{"v":2004.3333333333333,"d":"2,004"},{"v":2524.8387096774195,"d":"2,525"},{"v":1362.8266666666666,"d":"1,363"},{"v":1255.7903225806454,"d":"1,256"},{"v":1345.8580645161292,"d":"1,346"},{"v":1288,"d":"1,288"},{"v":1135.1612903225807,"d":"1,135"},{"v":704.6666666666666,"d":"705"},{"v":534.8387096774194,"d":"535"}]
[null,"N",{"v":586.4516129032259,"d":"586"},{"v":792.5,"d":"793"},{"v":1031.6129032258063,"d":"1,032"},{"v":1292,"d":"1,292"},{"v":1697.0967741935483,"d":"1,697"},{"v":1351.2333333333331,"d":"1,351"},{"v":1330.2258064516127,"d":"1,330"},{"v":1050.9032258064515,"d":"1,051"},{"v":834.6333333333332,"d":"835"},{"v":896.1290322580645,"d":"896"},645,{"v":523.8709677419354,"d":"524"}]
[]
[null,"Balance","Ene","Feb","Mar","Abr","May","Jun","Jul","Ago","Sep","Oct","Nov","Dic","Orientación","fila"]
[null,"recibe",{"v":1130.967741935484,"d":"1,131"},{"v":1825.7142857142858,"d":"1,826"},{"v":2420,"d":"2,420"},{"v":2859.3333333333335,"d":"2,859"},{"v":3608.064516129032,"d":"3,608"},{"v":1246.85,"d":"1,247"},{"v":1167.5774193548389,"d":"1,168"},{"v":1136.1290322580646,"d":"1,136"},{"v":1049.7299999999998,"d":"1,050"},{"v":2072.5806451612902,"d":"2,073"},{"v":1370,"d":"1,370"},{"v":1088.7096774193549,"d":"1,089"},"E",3]
[null,"obtruye",0,0,0,0,0,{"v":1397.9833333333336,"d":"1,398"},{"v":1650.7129032258065,"d":"1,651"},{"v":1514.8387096774195,"d":"1,515"},{"v":1176.9700000000005,"d":"1,177"},0,0,0]
[null,"minimo",0,0,0,0,0,{"v":1133.5,"d":"1,134"},{"v":1207.8387096774193,"d":"1,208"},{"v":1136.1290322580644,"d":"1,136"},{"v":954.3,"d":"954"},0,0,0]
[null,"total",{"v":1130.967741935484,"d":"1,131"},{"v":1825.7142857142858,"d":"1,826"},{"v":2420,"d":"2,420"},{"v":2859.3333333333335,"d":"2,859"},{"v":3608.064516129032,"d":"3,608"},{"v":3778.3333333333335,"d":"3,778"},{"v":4026.1290322580644,"d":"4,026"},{"v":3787.0967741935483,"d":"3,787"},{"v":3181,"d":"3,181"},{"v":2072.5806451612902,"d":"2,073"},{"v":1370,"d":"1,370"},{"v":1088.7096774193549,"d":"1,089"}]
[null,"comprueba",{"v":1130.967741935484,"d":"1,131"},{"v":1825.7142857142858,"d":"1,826"},{"v":2420,"d":"2,420"},{"v":2859.3333333333335,"d":"2,859"},{"v":3608.064516129032,"d":"3,608"},{"v":3778.3333333333335,"d":"3,778"},{"v":4026.1290322580644,"d":"4,026"},{"v":3787.0967741935483,"d":"3,787"},{"v":3181,"d":"3,181"},{"v":2072.5806451612902,"d":"2,073"},{"v":1370,"d":"1,370"},{"v":1088.7096774193549,"d":"1,089"}]
[]
[]
[]
[null,"Zonas","Irradiacion"]
[null,"alfa3","F mínima",500]
[null,"A3","I>200 W/m2",200]
[null,"A4","I>300 W/m2",300]
[null,"B3","I>500 W/m2",500]
[null,"B4"]
[null,"C1"]
[null,"C2"]
[null,"C3"]
[null,"C4"]
[null,"D1"]
[null,"D2"]
[null,"D3"]
[null,"E1"]

{"sheet":"CLIMA mensual","index":4,"n_rows":442,"n_cols":14,"rows_kept":442,"hidden":true,"flags":["formulas_cached_only"]}
[]
[null,"A3","Ene","Feb","Mar","Abr","May","Jun","Jul","Ago","Sep","Oct","Nov","Dic"]
[null,"Tª med",{"v":12.682258064516127,"d":"12.68"},{"v":13.315922619047617,"d":"13.32"},{"v":14.326478494623656,"d":"14.33"},{"v":15.87986111111111,"d":"15.88"},{"v":18.70483870967742,"d":"18.70"},{"v":20.83291666666667,"d":"20.83"},{"v":24.28736559139784,"d":"24.29"},{"v":24.488037634408602,"d":"24.49"},{"v":21.685555555555556,"d":"21.69"},{"v":19.891801075268813,"d":"19.89"},{"v":15.747361111111113,"d":"15.75"},{"v":13.369086021505376,"d":"13.37"}]
[null,"Tª min",{"v":8.987096774193551,"d":"8.99"},{"v":7.975,"d":"7.98"},{"v":8.535483870967743,"d":"8.54"},{"v":10.410000000000002,"d":"10.41"},{"v":12.780645161290321,"d":"12.78"},{"v":13.66333333333333,"d":"13.66"},{"v":16.883870967741935,"d":"16.88"},{"v":17.46774193548387,"d":"17.47"},{"v":15.613333333333332,"d":"15.61"},{"v":14.80967741935484,"d":"14.81"},{"v":11.456666666666667,"d":"11.46"},{"v":9.719354838709675,"d":"9.72"}]
[null,"Tª max",{"v":16.448387096774194,"d":"16.45"},{"v":18.275000000000002,"d":"18.28"},{"v":19.59354838709678,"d":"19.59"},{"v":20.759999999999998,"d":"20.76"},{"v":23.654838709677414,"d":"23.65"},{"v":26.57666666666667,"d":"26.58"},{"v":30.403225806451612,"d":"30.40"},{"v":30.67096774193548,"d":"30.67"},{"v":27.123333333333328,"d":"27.12"},{"v":24.845161290322572,"d":"24.85"},{"v":20.010000000000005,"d":"20.01"},{"v":17.267741935483873,"d":"17.27"}]
[null,"HR %",{"v":74.75403225806453,"d":"74.75"},{"v":64.30654761904762,"d":"64.31"},{"v":60.24327956989247,"d":"60.24"},{"v":57.916666666666664,"d":"57.92"},{"v":57.09005376344086,"d":"57.09"},{"v":47.49722222222223,"d":"47.50"},{"v":40.280913978494624,"d":"40.28"},{"v":42.12096774193548,"d":"42.12"},{"v":49.52916666666666,"d":"49.53"},{"v":62.3266129032258,"d":"62.33"},{"v":70.66111111111111,"d":"70.66"},{"v":73.73521505376345,"d":"73.74"}]
[null,"Radiacion Wh/m2 dia promedio"]
[null,"Horiz.",{"v":2617.4193548387098,"d":"2,617"},{"v":3370,"d":"3,370"},{"v":4386.129032258064,"d":"4,386"},{"v":5389.333333333333,"d":"5,389"},{"v":6511.935483870968,"d":"6,512"},{"v":6815,"d":"6,815"},{"v":7108.387096774193,"d":"7,108"},{"v":6417.419354838709,"d":"6,417"},{"v":5041.333333333333,"d":"5,041"},{"v":3942.5806451612902,"d":"3,943"},{"v":2860,"d":"2,860"},{"v":2381.6129032258063,"d":"2,382"}]
[null,"Dir.",{"v":1868.3870967741937,"d":"1,868"},{"v":2515.3571428571427,"d":"2,515"},{"v":3362.5806451612902,"d":"3,363"},{"v":4189,"d":"4,189"},{"v":5322.903225806452,"d":"5,323"},{"v":5620.333333333333,"d":"5,620"},{"v":6110.967741935484,"d":"6,111"},{"v":5432.580645161291,"d":"5,433"},{"v":4097.666666666667,"d":"4,098"},{"v":3083.8709677419356,"d":"3,084"},{"v":2109.3333333333335,"d":"2,109"},{"v":1671.9354838709678,"d":"1,672"}]
[null,"Dif.",{"v":749.0322580645161,"d":"749"},{"v":854.6428571428571,"d":"855"},{"v":1023.5483870967741,"d":"1,024"},{"v":1200.3333333333333,"d":"1,200"},{"v":1189.032258064516,"d":"1,189"},{"v":1194.3333333333333,"d":"1,194"},{"v":997.741935483871,"d":"998"},{"v":984.8387096774194,"d":"985"},{"v":943.6666666666666,"d":"944"},{"v":859.0322580645161,"d":"859"},{"v":750.6666666666666,"d":"751"},{"v":709.6774193548387,"d":"710"}]
[null,"NE",{"v":816.7741935483871,"d":"817"},{"v":1107.142857142857,"d":"1,107"},{"v":1605.483870967742,"d":"1,605"},{"v":2151.6666666666665,"d":"2,152"},{"v":2756.1290322580644,"d":"2,756"},{"v":3061.6666666666665,"d":"3,062"},{"v":3120.3225806451615,"d":"3,120"},{"v":2596.7741935483873,"d":"2,597"},{"v":1855.3333333333333,"d":"1,855"},{"v":1285.1612903225807,"d":"1,285"},{"v":881.3333333333334,"d":"881"},{"v":731.9354838709677,"d":"732"}]
[null,"Dir.",{"v":53.54838709677419,"d":"54"},{"v":182.5,"d":"183"},{"v":484.83870967741933,"d":"485"},{"v":842.3333333333334,"d":"842"},{"v":1304.1935483870968,"d":"1,304"},{"v":1559.3333333333333,"d":"1,559"},{"v":1647.4193548387098,"d":"1,647"},{"v":1230,"d":"1,230"},{"v":667.6666666666666,"d":"668"},{"v":283.2258064516129,"d":"283"},{"v":77.33333333333333,"d":"77"},{"v":22.258064516129032,"d":"22"}]
[null,"Dif.",{"v":763.2258064516129,"d":"763"},925,{"v":1120.6451612903227,"d":"1,121"},{"v":1309,"d":"1,309"},{"v":1451.9354838709678,"d":"1,452"},{"v":1502.6666666666667,"d":"1,503"},{"v":1472.5806451612902,"d":"1,473"},{"v":1367.0967741935483,"d":"1,367"},{"v":1187.6666666666667,"d":"1,188"},{"v":1001.9354838709677,"d":"1,002"},804,{"v":709.6774193548387,"d":"710"}]
[null,"E",{"v":1844.8387096774193,"d":"1,845"},{"v":2327.5,"d":"2,328"},{"v":2833.8709677419356,"d":"2,834"},{"v":3314,"d":"3,314"},{"v":3730.3225806451615,"d":"3,730"},{"v":3907.3333333333335,"d":"3,907"},{"v":4122.903225806452,"d":"4,123"},{"v":3843.548387096774,"d":"3,844"},{"v":3132.3333333333335,"d":"3,132"},{"v":2620.967741935484,"d":"2,621"},{"v":1930.6666666666667,"d":"1,931"},{"v":1680.3225806451612,"d":"1,680"}]
[null,"Dir.",{"v":1081.6129032258063,"d":"1,082"},{"v":1402.5,"d":"1,403"},{"v":1712.9032258064517,"d":"1,713"},{"v":2005,"d":"2,005"},{"v":2278.064516129032,"d":"2,278"},{"v":2405,"d":"2,405"},{"v":2650.3225806451615,"d":"2,650"},{"v":2476.451612903226,"d":"2,476"},{"v":1944.6666666666667,"d":"1,945"},{"v":1619.3548387096773,"d":"1,619"},{"v":1126.6666666666667,"d":"1,127"},{"v":970.3225806451613,"d":"970"}]
[null,"Dif.",{"v":763.2258064516129,"d":"763"},925,{"v":1120.6451612903227,"d":"1,121"},{"v":1309,"d":"1,309"},{"v":1451.9354838709678,"d":"1,452"},{"v":1502.6666666666667,"d":"1,503"},{"v":1472.5806451612902,"d":"1,473"},{"v":1367.0967741935483,"d":"1,367"},{"v":1187.6666666666667,"d":"1,188"},{"v":1001.9354838709677,"d":"1,002"},804,{"v":709.6774193548387,"d":"710"}]
[null,"SE",{"v":3644.8387096774195,"d":"3,645"},{"v":3830.3571428571427,"d":"3,830"},{"v":3786.451612903226,"d":"3,786"},{"v":3758.3333333333335,"d":"3,758"},{"v":3628.3870967741937,"d":"3,628"},{"v":3524.3333333333335,"d":"3,524"},{"v":3800.6451612903224,"d":"3,801"},{"v":4033.2258064516127,"d":"4,033"},{"v":3959.6666666666665,"d":"3,960"},{"v":4020.967741935484,"d":"4,021"},{"v":3711,"d":"3,711"},{"v":3535.8064516129034,"d":"3,536"}]
[null,"Dir.",{"v":2881.6129032258063,"d":"2,882"},{"v":2905.714285714286,"d":"2,906"},{"v":2665.483870967742,"d":"2,665"},{"v":2449.3333333333335,"d":"2,449"},{"v":2176.451612903226,"d":"2,176"},{"v":2021.6666666666667,"d":"2,022"},{"v":2327.7419354838707,"d":"2,328"},{"v":2666.1290322580644,"d":"2,666"},{"v":2771.6666666666665,"d":"2,772"},{"v":3019.032258064516,"d":"3,019"},{"v":2907,"d":"2,907"},{"v":2825.8064516129034,"d":"2,826"}]
[null,"Dif.",{"v":763.2258064516129,"d":"763"},925,{"v":1120.6451612903227,"d":"1,121"},{"v":1309,"d":"1,309"},{"v":1451.9354838709678,"d":"1,452"},{"v":1502.6666666666667,"d":"1,503"},{"v":1472.5806451612902,"d":"1,473"},{"v":1367.0967741935483,"d":"1,367"},{"v":1187.6666666666667,"d":"1,188"},{"v":1001.9354838709677,"d":"1,002"},804,{"v":709.6774193548387,"d":"710"}]
[null,"S",{"v":4750.322580645161,"d":"4,750"},{"v":4734.285714285715,"d":"4,734"},{"v":4242.258064516129,"d":"4,242"},{"v":3576,"d":"3,576"},{"v":2998.3870967741937,"d":"2,998"},{"v":2621,"d":"2,621"},{"v":2888.064516129032,"d":"2,888"},{"v":3540.967741935484,"d":"3,541"},{"v":4190,"d":"4,190"},{"v":4803.225806451613,"d":"4,803"},{"v":4850,"d":"4,850"},{"v":4640,"d":"4,640"}]
[null,"Dir.",{"v":3987.0967741935483,"d":"3,987"},{"v":3809.285714285714,"d":"3,809"},{"v":3121.2903225806454,"d":"3,121"},{"v":2267,"d":"2,267"},{"v":1546.4516129032259,"d":"1,546"},{"v":1118.6666666666667,"d":"1,119"},{"v":1415.483870967742,"d":"1,415"},{"v":2173.8709677419356,"d":"2,174"},{"v":3002.3333333333335,"d":"3,002"},{"v":3801.2903225806454,"d":"3,801"},{"v":4046,"d":"4,046"},{"v":3930,"d":"3,930"}]
[null,"Dif.",{"v":763.2258064516129,"d":"763"},925,{"v":1120.6451612903227,"d":"1,121"},{"v":1309,"d":"1,309"},{"v":1451.9354838709678,"d":"1,452"},{"v":1502.6666666666667,"d":"1,503"},{"v":1472.5806451612902,"d":"1,473"},{"v":1367.0967741935483,"d":"1,367"},{"v":1187.6666666666667,"d":"1,188"},{"v":1001.9354838709677,"d":"1,002"},804,{"v":709.6774193548387,"d":"710"}]
[null,"SW",{"v":3625.8064516129034,"d":"3,626"},{"v":3770.714285714286,"d":"3,771"},{"v":3848.3870967741937,"d":"3,848"},{"v":3760.3333333333335,"d":"3,760"},{"v":3765.1612903225805,"d":"3,765"},{"v":3424.3333333333335,"d":"3,424"},{"v":3736.7741935483873,"d":"3,737"},{"v":4011.2903225806454,"d":"4,011"},{"v":3952.6666666666665,"d":"3,953"},{"v":3916.451612903226,"d":"3,916"},{"v":3786.6666666666665,"d":"3,787"},{"v":3486.451612903226,"d":"3,486"}]
[null,"Dir.",{"v":2862.5806451612902,"d":"2,863"},{"v":2846.0714285714284,"d":"2,846"},{"v":2727.7419354838707,"d":"2,728"},{"v":2451.3333333333335,"d":"2,451"},{"v":2313.2258064516127,"d":"2,313"},{"v":1921.6666666666667,"d":"1,922"},{"v":2264.1935483870966,"d":"2,264"},{"v":2644.1935483870966,"d":"2,644"},{"v":2765,"d":"2,765"},{"v":2914.516129032258,"d":"2,915"},{"v":2982.6666666666665,"d":"2,983"},{"v":2776.451612903226,"d":"2,776"}]
[null,"Dif.",{"v":763.2258064516129,"d":"763"},925,{"v":1120.6451612903227,"d":"1,121"},{"v":1309,"d":"1,309"},{"v":1451.9354838709678,"d":"1,452"},{"v":1502.6666666666667,"d":"1,503"},{"v":1472.5806451612902,"d":"1,473"},{"v":1367.0967741935483,"d":"1,367"},{"v":1187.6666666666667,"d":"1,188"},{"v":1001.9354838709677,"d":"1,002"},804,{"v":709.6774193548387,"d":"710"}]
[null,"W",{"v":1830.3225806451612,"d":"1,830"},{"v":2285,"d":"2,285"},{"v":2884.1935483870966,"d":"2,884"},{"v":3364,"d":"3,364"},{"v":3906.7741935483873,"d":"3,907"},{"v":3788,"d":"3,788"},{"v":4022.5806451612902,"d":"4,023"},{"v":3812.2580645161293,"d":"3,812"},{"v":3098,"d":"3,098"},{"v":2540.967741935484,"d":"2,541"},{"v":1993.6666666666667,"d":"1,994"},{"v":1645.483870967742,"d":"1,645"}]
[null,"Dir.",{"v":1067.0967741935483,"d":"1,067"},{"v":1360,"d":"1,360"},{"v":1763.5483870967741,"d":"1,764"},{"v":2055,"d":"2,055"},{"v":2454.8387096774195,"d":"2,455"},{"v":2285.3333333333335,"d":"2,285"},{"v":2550,"d":"2,550"},{"v":2445.1612903225805,"d":"2,445"},{"v":1910.3333333333333,"d":"1,910"},{"v":1539.3548387096773,"d":"1,539"},{"v":1189.6666666666667,"d":"1,190"},{"v":935.8064516129032,"d":"936"}]
[null,"Dif.",{"v":763.2258064516129,"d":"763"},925,{"v":1120.6451612903227,"d":"1,121"},{"v":1309,"d":"1,309"},{"v":1451.9354838709678,"d":"1,452"},{"v":1502.6666666666667,"d":"1,503"},{"v":1472.5806451612902,"d":"1,473"},{"v":1367.0967741935483,"d":"1,367"},{"v":1187.6666666666667,"d":"1,188"},{"v":1001.9354838709677,"d":"1,002"},804,{"v":709.6774193548387,"d":"710"}]
[null,"NW",{"v":815.1612903225806,"d":"815"},{"v":1106.7857142857142,"d":"1,107"},{"v":1614.8387096774193,"d":"1,615"},{"v":2220.3333333333335,"d":"2,220"},{"v":2869.032258064516,"d":"2,869"},{"v":2992.6666666666665,"d":"2,993"},{"v":3041.935483870968,"d":"3,042"},{"v":2574.516129032258,"d":"2,575"},{"v":1813.6666666666667,"d":"1,814"},{"v":1276.4516129032259,"d":"1,276"},{"v":894.3333333333334,"d":"894"},{"v":732.258064516129,"d":"732"}]
[null,"Dir.",{"v":51.935483870967744,"d":"52"},{"v":181.78571428571428,"d":"182"},{"v":494.19354838709677,"d":"494"},911,{"v":1416.774193548387,"d":"1,417"},{"v":1490,"d":"1,490"},{"v":1569.3548387096773,"d":"1,569"},{"v":1207.741935483871,"d":"1,208"},626,{"v":274.51612903225805,"d":"275"},{"v":90.33333333333333,"d":"90"},{"v":22.258064516129032,"d":"22"}]
[null,"Dif.",{"v":763.2258064516129,"d":"763"},925,{"v":1120.6451612903227,"d":"1,121"},{"v":1309,"d":"1,309"},{"v":1451.9354838709678,"d":"1,452"},{"v":1502.6666666666667,"d":"1,503"},{"v":1472.5806451612902,"d":"1,473"},{"v":1367.0967741935483,"d":"1,367"},{"v":1187.6666666666667,"d":"1,188"},{"v":1001.9354838709677,"d":"1,002"},804,{"v":709.6774193548387,"d":"710"}]
[null,"N",{"v":763.2258064516129,"d":"763"},925,{"v":1120.6451612903227,"d":"1,121"},{"v":1350.6666666666667,"d":"1,351"},{"v":1747.741935483871,"d":"1,748"},{"v":1989,"d":"1,989"},{"v":1915.8064516129032,"d":"1,916"},{"v":1509.3548387096773,"d":"1,509"},{"v":1189.6666666666667,"d":"1,190"},{"v":1001.9354838709677,"d":"1,002"},804,{"v":709.6774193548387,"d":"710"}]
[null,"Dir.",0,0,0,{"v":41.666666666666664,"d":"42"},{"v":295.80645161290323,"d":"296"},{"v":486.3333333333333,"d":"486"},{"v":442.9032258064516,"d":"443"},{"v":142.25806451612902,"d":"142"},2,0,0,0]
[null,"Dif.",{"v":763.2258064516129,"d":"763"},925,{"v":1120.6451612903227,"d":"1,121"},{"v":1309,"d":"1,309"},{"v":1451.9354838709678,"d":"1,452"},{"v":1502.6666666666667,"d":"1,503"},{"v":1472.5806451612902,"d":"1,473"},{"v":1367.0967741935483,"d":"1,367"},{"v":1187.6666666666667,"d":"1,188"},{"v":1001.9354838709677,"d":"1,002"},804,{"v":709.6774193548387,"d":"710"}]
[]
[null,"A4","Ene","Feb","Mar","Abr","May","Jun","Jul","Ago","Sep","Oct","Nov","Dic"]
[null,"Tª med",{"v":12.682258064516127,"d":"12.68"},{"v":13.315922619047617,"d":"13.32"},{"v":14.326478494623656,"d":"14.33"},{"v":15.87986111111111,"d":"15.88"},{"v":18.705779569892478,"d":"18.71"},{"v":22.314583333333335,"d":"22.31"},{"v":26.286962365591393,"d":"26.29"},{"v":26.18790322580645,"d":"26.19"},{"v":23.165000000000006,"d":"23.17"},{"v":19.893413978494618,"d":"19.89"},{"v":15.750694444444443,"d":"15.75"},{"v":13.367204301075269,"d":"13.37"}]
[null,"Tª min",{"v":8.987096774193551,"d":"8.99"},{"v":7.975,"d":"7.98"},{"v":8.535483870967743,"d":"8.54"},{"v":10.410000000000002,"d":"10.41"},{"v":12.780645161290321,"d":"12.78"},{"v":15.13333333333333,"d":"15.13"},{"v":18.848387096774193,"d":"18.85"},{"v":19.164516129032254,"d":"19.16"},{"v":17.083333333333332,"d":"17.08"},{"v":14.82258064516129,"d":"14.82"},{"v":11.399999999999999,"d":"11.40"},{"v":9.751612903225807,"d":"9.75"}]
[null,"Tª max",{"v":16.448387096774194,"d":"16.45"},{"v":18.275000000000002,"d":"18.28"},{"v":19.59354838709678,"d":"19.59"},{"v":20.759999999999998,"d":"20.76"},{"v":23.6516129032258,"d":"23.65"},{"v":27.94666666666667,"d":"27.95"},{"v":32.432258064516134,"d":"32.43"},{"v":32.43548387096774,"d":"32.44"},{"v":28.670000000000005,"d":"28.67"},{"v":24.848387096774196,"d":"24.85"},{"v":19.96666666666666,"d":"19.97"},{"v":17.267741935483876,"d":"17.27"}]
[null,"HR %",{"v":74.81586021505377,"d":"74.82"},{"v":65.73065476190474,"d":"65.73"},{"v":62.86021505376345,"d":"62.86"},{"v":60.58611111111111,"d":"60.59"},{"v":58.9704301075269,"d":"58.97"},{"v":51.129166666666684,"d":"51.13"},{"v":42.85483870967743,"d":"42.85"},{"v":44.36424731182796,"d":"44.36"},{"v":52.90833333333334,"d":"52.91"},{"v":63.56854838709679,"d":"63.57"},{"v":72.25000000000001,"d":"72.25"},{"v":74.00940860215053,"d":"74.01"}]
[null,"Radiacion Wh/m2 dia promedio"]
[null,"Horiz.",{"v":2617.4193548387098,"d":"2,617"},{"v":3370,"d":"3,370"},{"v":4386.129032258064,"d":"4,386"},{"v":5389.333333333333,"d":"5,389"},{"v":6511.935483870968,"d":"6,512"},{"v":7156,"d":"7,156"},{"v":7591.935483870968,"d":"7,592"},{"v":6848.064516129032,"d":"6,848"},{"v":5248,"d":"5,248"},{"v":3942.5806451612902,"d":"3,943"},{"v":2860,"d":"2,860"},{"v":2380.967741935484,"d":"2,381"}]
[null,"Dir.",{"v":1868.3870967741937,"d":"1,868"},{"v":2515.3571428571427,"d":"2,515"},{"v":3362.5806451612902,"d":"3,363"},{"v":4189,"d":"4,189"},{"v":5322.903225806452,"d":"5,323"},{"v":5968.666666666667,"d":"5,969"},{"v":6700.967741935484,"d":"6,701"},{"v":6013.225806451613,"d":"6,013"},{"v":4309.000000000001,"d":"4,309"},{"v":3087.7419354838707,"d":"3,088"},{"v":2112.3333333333335,"d":"2,112"},{"v":1672.258064516129,"d":"1,672"}]
[null,"Dif.",{"v":749.0322580645161,"d":"749"},{"v":854.6428571428571,"d":"855"},{"v":1023.5483870967741,"d":"1,024"},{"v":1200.3333333333333,"d":"1,200"},{"v":1189.032258064516,"d":"1,189"},{"v":1187.6666666666667,"d":"1,188"},{"v":890.9677419354839,"d":"891"},{"v":834.8387096774194,"d":"835"},939,{"v":854.516129032258,"d":"855"},{"v":747.6666666666666,"d":"748"},{"v":708.7096774193549,"d":"709"}]
[null,"NE",{"v":816.7741935483871,"d":"817"},{"v":1107.142857142857,"d":"1,107"},{"v":1605.483870967742,"d":"1,605"},{"v":2151.6666666666665,"d":"2,152"},{"v":2756.1290322580644,"d":"2,756"},{"v":3294,"d":"3,294"},{"v":3201.6129032258063,"d":"3,202"},{"v":2681.6129032258063,"d":"2,682"},{"v":1864.3333333333333,"d":"1,864"},{"v":1249.6774193548388,"d":"1,250"},900,{"v":729.3548387096774,"d":"729"}]
[null,"Dir.",{"v":53.54838709677419,"d":"54"},{"v":182.5,"d":"183"},{"v":484.83870967741933,"d":"485"},{"v":842.3333333333334,"d":"842"},{"v":1304.1935483870968,"d":"1,304"},{"v":1744,"d":"1,744"},{"v":1706.1290322580646,"d":"1,706"},{"v":1297.741935483871,"d":"1,298"},{"v":661.3333333333334,"d":"661"},{"v":246.7741935483871,"d":"247"},{"v":93.33333333333333,"d":"93"},{"v":22.903225806451612,"d":"23"}]
[null,"Dif.",{"v":763.2258064516129,"d":"763"},925,{"v":1120.6451612903227,"d":"1,121"},{"v":1309,"d":"1,309"},{"v":1451.9354838709678,"d":"1,452"},{"v":1550,"d":"1,550"},{"v":1495.483870967742,"d":"1,495"},{"v":1383.5483870967741,"d":"1,384"},{"v":1202.6666666666667,"d":"1,203"},{"v":1002.5806451612904,"d":"1,003"},{"v":806.6666666666666,"d":"807"},{"v":706.1290322580645,"d":"706"}]
[null,"E",{"v":1844.8387096774193,"d":"1,845"},{"v":2327.5,"d":"2,328"},{"v":2833.8709677419356,"d":"2,834"},{"v":3314,"d":"3,314"},{"v":3730.3225806451615,"d":"3,730"},{"v":4195.666666666667,"d":"4,196"},{"v":4285.806451612903,"d":"4,286"},{"v":4039.6774193548385,"d":"4,040"},{"v":3213,"d":"3,213"},{"v":2502.2580645161293,"d":"2,502"},{"v":2048.3333333333335,"d":"2,048"},{"v":1663.225806451613,"d":"1,663"}]
[null,"Dir.",{"v":1081.6129032258063,"d":"1,082"},{"v":1402.5,"d":"1,403"},{"v":1712.9032258064517,"d":"1,713"},{"v":2005,"d":"2,005"},{"v":2278.064516129032,"d":"2,278"},{"v":2645.6666666666665,"d":"2,646"},{"v":2790.3225806451615,"d":"2,790"},{"v":2656.1290322580644,"d":"2,656"},{"v":2010.3333333333333,"d":"2,010"},{"v":1499.6774193548388,"d":"1,500"},{"v":1241.6666666666667,"d":"1,242"},{"v":956.7741935483871,"d":"957"}]
[null,"Dif.",{"v":763.2258064516129,"d":"763"},925,{"v":1120.6451612903227,"d":"1,121"},{"v":1309,"d":"1,309"},{"v":1451.9354838709678,"d":"1,452"},{"v":1550,"d":"1,550"},{"v":1495.483870967742,"d":"1,495"},{"v":1383.5483870967741,"d":"1,384"},{"v":1202.6666666666667,"d":"1,203"},{"v":1002.5806451612904,"d":"1,003"},{"v":806.6666666666666,"d":"807"},{"v":706.1290322580645,"d":"706"}]
[null,"SE",{"v":3644.8387096774195,"d":"3,645"},{"v":3830.3571428571427,"d":"3,830"},{"v":3786.451612903226,"d":"3,786"},{"v":3758.3333333333335,"d":"3,758"},{"v":3628.3870967741937,"d":"3,628"},{"v":3725.6666666666665,"d":"3,726"},{"v":3990.3225806451615,"d":"3,990"},{"v":4276.451612903225,"d":"4,276"},{"v":4096.333333333333,"d":"4,096"},{"v":3911.935483870968,"d":"3,912"},{"v":3817.3333333333335,"d":"3,817"},{"v":3500.6451612903224,"d":"3,501"}]
[null,"Dir.",{"v":2881.6129032258063,"d":"2,882"},{"v":2905.714285714286,"d":"2,906"},{"v":2665.483870967742,"d":"2,665"},{"v":2449.3333333333335,"d":"2,449"},{"v":2176.451612903226,"d":"2,176"},{"v":2175.6666666666665,"d":"2,176"},{"v":2494.8387096774195,"d":"2,495"},{"v":2892.5806451612902,"d":"2,893"},{"v":2893.6666666666665,"d":"2,894"},{"v":2909.3548387096776,"d":"2,909"},{"v":3010.6666666666665,"d":"3,011"},{"v":2794.1935483870966,"d":"2,794"}]
[null,"Dif.",{"v":763.2258064516129,"d":"763"},925,{"v":1120.6451612903227,"d":"1,121"},{"v":1309,"d":"1,309"},{"v":1451.9354838709678,"d":"1,452"},{"v":1550,"d":"1,550"},{"v":1495.483870967742,"d":"1,495"},{"v":1383.5483870967741,"d":"1,384"},{"v":1202.6666666666667,"d":"1,203"},{"v":1002.5806451612904,"d":"1,003"},{"v":806.6666666666666,"d":"807"},{"v":706.1290322580645,"d":"706"}]
[null,"S",{"v":4750.322580645161,"d":"4,750"},{"v":4734.285714285715,"d":"4,734"},{"v":4242.258064516129,"d":"4,242"},{"v":3576,"d":"3,576"},{"v":2998.3870967741937,"d":"2,998"},{"v":2704.3333333333335,"d":"2,704"},{"v":3057.4193548387098,"d":"3,057"},{"v":3758.7096774193546,"d":"3,759"},{"v":4328,"d":"4,328"},{"v":4797.096774193548,"d":"4,797"},{"v":4882.333333333333,"d":"4,882"},{"v":4656.774193548387,"d":"4,657"}]
[null,"Dir.",{"v":3987.0967741935483,"d":"3,987"},{"v":3809.285714285714,"d":"3,809"},{"v":3121.2903225806454,"d":"3,121"},{"v":2267,"d":"2,267"},{"v":1546.4516129032259,"d":"1,546"},{"v":1154.3333333333333,"d":"1,154"},{"v":1561.9354838709678,"d":"1,562"},{"v":2375.1612903225805,"d":"2,375"},{"v":3125.3333333333335,"d":"3,125"},{"v":3794.1935483870966,"d":"3,794"},{"v":4075.6666666666665,"d":"4,076"},{"v":3950.6451612903224,"d":"3,951"}]
[null,"Dif.",{"v":763.2258064516129,"d":"763"},925,{"v":1120.6451612903227,"d":"1,121"},{"v":1309,"d":"1,309"},{"v":1451.9354838709678,"d":"1,452"},{"v":1550,"d":"1,550"},{"v":1495.483870967742,"d":"1,495"},{"v":1383.5483870967741,"d":"1,384"},{"v":1202.6666666666667,"d":"1,203"},{"v":1002.5806451612904,"d":"1,003"},{"v":806.6666666666666,"d":"807"},{"v":706.1290322580645,"d":"706"}]
[null,"SW",{"v":3625.8064516129034,"d":"3,626"},{"v":3770.714285714286,"d":"3,771"},{"v":3848.3870967741937,"d":"3,848"},{"v":3760.3333333333335,"d":"3,760"},{"v":3765.1612903225805,"d":"3,765"},{"v":3646.6666666666665,"d":"3,647"},{"v":3994.516129032258,"d":"3,995"},{"v":4171.612903225807,"d":"4,172"},{"v":4032.3333333333335,"d":"4,032"},{"v":3981.6129032258063,"d":"3,982"},{"v":3746.6666666666665,"d":"3,747"},{"v":3546.7741935483873,"d":"3,547"}]
[null,"Dir.",{"v":2862.5806451612902,"d":"2,863"},{"v":2846.0714285714284,"d":"2,846"},{"v":2727.7419354838707,"d":"2,728"},{"v":2451.3333333333335,"d":"2,451"},{"v":2313.2258064516127,"d":"2,313"},{"v":2096.6666666666665,"d":"2,097"},{"v":2499.032258064516,"d":"2,499"},{"v":2788.064516129032,"d":"2,788"},{"v":2829.6666666666665,"d":"2,830"},{"v":2978.7096774193546,"d":"2,979"},{"v":2940,"d":"2,940"},{"v":2840.3225806451615,"d":"2,840"}]
[null,"Dif.",{"v":763.2258064516129,"d":"763"},925,{"v":1120.6451612903227,"d":"1,121"},{"v":1309,"d":"1,309"},{"v":1451.9354838709678,"d":"1,452"},{"v":1550,"d":"1,550"},{"v":1495.483870967742,"d":"1,495"},{"v":1383.5483870967741,"d":"1,384"},{"v":1202.6666666666667,"d":"1,203"},{"v":1002.5806451612904,"d":"1,003"},{"v":806.6666666666666,"d":"807"},{"v":706.1290322580645,"d":"706"}]
[null,"W",{"v":1830.3225806451612,"d":"1,830"},{"v":2285,"d":"2,285"},{"v":2884.1935483870966,"d":"2,884"},{"v":3364,"d":"3,364"},{"v":3906.7741935483873,"d":"3,907"},{"v":4086,"d":"4,086"},{"v":4321.612903225807,"d":"4,322"},{"v":3919.6774193548385,"d":"3,920"},{"v":3155.6666666666665,"d":"3,156"},{"v":2571.2903225806454,"d":"2,571"},{"v":1998,"d":"1,998"},{"v":1697.0967741935483,"d":"1,697"}]
[null,"Dir.",{"v":1067.0967741935483,"d":"1,067"},{"v":1360,"d":"1,360"},{"v":1763.5483870967741,"d":"1,764"},{"v":2055,"d":"2,055"},{"v":2454.8387096774195,"d":"2,455"},{"v":2536,"d":"2,536"},{"v":2826.1290322580644,"d":"2,826"},{"v":2536.1290322580644,"d":"2,536"},{"v":1953,"d":"1,953"},{"v":1568.7096774193549,"d":"1,569"},{"v":1191.3333333333333,"d":"1,191"},{"v":990.9677419354839,"d":"991"}]
[null,"Dif.",{"v":763.2258064516129,"d":"763"},925,{"v":1120.6451612903227,"d":"1,121"},{"v":1309,"d":"1,309"},{"v":1451.9354838709678,"d":"1,452"},{"v":1550,"d":"1,550"},{"v":1495.483870967742,"d":"1,495"},{"v":1383.5483870967741,"d":"1,384"},{"v":1202.6666666666667,"d":"1,203"},{"v":1002.5806451612904,"d":"1,003"},{"v":806.6666666666666,"d":"807"},{"v":706.1290322580645,"d":"706"}]
[null,"NW",{"v":815.1612903225806,"d":"815"},{"v":1106.7857142857142,"d":"1,107"},{"v":1614.8387096774193,"d":"1,615"},{"v":2220.3333333333335,"d":"2,220"},{"v":2869.032258064516,"d":"2,869"},{"v":3218,"d":"3,218"},{"v":3248.064516129032,"d":"3,248"},{"v":2616.451612903226,"d":"2,616"},{"v":1847,"d":"1,847"},{"v":1278.0645161290322,"d":"1,278"},{"v":899.6666666666666,"d":"900"},{"v":731.2903225806451,"d":"731"}]
[null,"Dir.",{"v":51.935483870967744,"d":"52"},{"v":181.78571428571428,"d":"182"},{"v":494.19354838709677,"d":"494"},911,{"v":1416.774193548387,"d":"1,417"},{"v":1668,"d":"1,668"},{"v":1752.5806451612902,"d":"1,753"},{"v":1232.5806451612902,"d":"1,233"},{"v":644.3333333333334,"d":"644"},{"v":275.48387096774195,"d":"275"},93,{"v":24.838709677419356,"d":"25"}]
[null,"Dif.",{"v":763.2258064516129,"d":"763"},925,{"v":1120.6451612903227,"d":"1,121"},{"v":1309,"d":"1,309"},{"v":1451.9354838709678,"d":"1,452"},{"v":1550,"d":"1,550"},{"v":1495.483870967742,"d":"1,495"},{"v":1383.5483870967741,"d":"1,384"},{"v":1202.6666666666667,"d":"1,203"},{"v":1002.5806451612904,"d":"1,003"},{"v":806.6666666666666,"d":"807"},{"v":706.1290322580645,"d":"706"}]
[null,"N",{"v":763.2258064516129,"d":"763"},925,{"v":1120.6451612903227,"d":"1,121"},{"v":1350.6666666666667,"d":"1,351"},{"v":1747.741935483871,"d":"1,748"},{"v":2096,"d":"2,096"},{"v":1971.6129032258063,"d":"1,972"},{"v":1530.967741935484,"d":"1,531"},{"v":1204.3333333333333,"d":"1,204"},{"v":1002.5806451612904,"d":"1,003"},{"v":806.6666666666666,"d":"807"},{"v":706.1290322580645,"d":"706"}]
[null,"Dir.",0,0,0,{"v":41.666666666666664,"d":"42"},{"v":295.80645161290323,"d":"296"},{"v":545.9999999999999,"d":"546"},{"v":476.1290322580645,"d":"476"},{"v":147.41935483870967,"d":"147"},{"v":1.6666666666666667,"d":"2"},0,0,0]
[null,"Dif.",{"v":763.2258064516129,"d":"763"},925,{"v":1120.6451612903227,"d":"1,121"},{"v":1309,"d":"1,309"},{"v":1451.9354838709678,"d":"1,452"},{"v":1550,"d":"1,550"},{"v":1495.483870967742,"d":"1,495"},{"v":1383.5483870967741,"d":"1,384"},{"v":1202.6666666666667,"d":"1,203"},{"v":1002.5806451612904,"d":"1,003"},{"v":806.6666666666666,"d":"807"},{"v":706.1290322580645,"d":"706"}]
[]
[null,"B3","Ene","Feb","Mar","Abr","May","Jun","Jul","Ago","Sep","Oct","Nov","Dic"]
[null,"Tª med",{"v":10.792204301075271,"d":"10.79"},{"v":11.714285714285715,"d":"11.71"},{"v":13.12768817204301,"d":"13.13"},{"v":14.897916666666669,"d":"14.90"},{"v":18.205376344086023,"d":"18.21"},{"v":20.831944444444442,"d":"20.83"},{"v":24.28736559139784,"d":"24.29"},{"v":24.4872311827957,"d":"24.49"},{"v":21.684583333333336,"d":"21.68"},{"v":18.893279569892474,"d":"18.89"},{"v":13.970972222222223,"d":"13.97"},{"v":11.370026881720428,"d":"11.37"}]
[null,"Tª min",{"v":7.190322580645162,"d":"7.19"},{"v":6.492857142857141,"d":"6.49"},{"v":7.403225806451614,"d":"7.40"},{"v":9.496666666666668,"d":"9.50"},{"v":12.235483870967744,"d":"12.24"},{"v":13.706666666666669,"d":"13.71"},{"v":16.848387096774193,"d":"16.85"},{"v":17.45806451612903,"d":"17.46"},{"v":15.633333333333333,"d":"15.63"},{"v":13.861290322580647,"d":"13.86"},{"v":9.683333333333334,"d":"9.68"},{"v":7.796774193548386,"d":"7.80"}]
[null,"Tª max",{"v":14.503225806451615,"d":"14.50"},{"v":16.69285714285714,"d":"16.69"},{"v":18.383870967741935,"d":"18.38"},{"v":19.779999999999998,"d":"19.78"},{"v":23.216129032258067,"d":"23.22"},{"v":26.546666666666674,"d":"26.55"},{"v":30.512903225806454,"d":"30.51"},{"v":30.703225806451616,"d":"30.70"},{"v":27.163333333333338,"d":"27.16"},{"v":23.76129032258065,"d":"23.76"},{"v":18.203333333333333,"d":"18.20"},{"v":15.258064516129028,"d":"15.26"}]
[null,"HR %",{"v":74.56989247311827,"d":"74.57"},{"v":65.6815476190476,"d":"65.68"},{"v":62.28763440860215,"d":"62.29"},{"v":59.899999999999984,"d":"59.90"},{"v":58.548387096774185,"d":"58.55"},{"v":50.912499999999994,"d":"50.91"},{"v":42.42069892473118,"d":"42.42"},{"v":43.86021505376345,"d":"43.86"},{"v":52.45277777777778,"d":"52.45"},{"v":63.423387096774206,"d":"63.42"},{"v":72.08055555555556,"d":"72.08"},{"v":73.7513440860215,"d":"73.75"}]
[null,"Radiacion Wh/m2 dia promedio"]
[null,"Horiz.",{"v":2379.6774193548385,"d":"2,380"},{"v":3169.6428571428573,"d":"3,170"},{"v":4197.419354838709,"d":"4,197"},{"v":5200,"d":"5,200"},{"v":6251.612903225807,"d":"6,252"},{"v":6814.666666666667,"d":"6,815"},{"v":7107.419354838709,"d":"7,107"},{"v":6417.419354838709,"d":"6,417"},{"v":5040.333333333333,"d":"5,040"},{"v":3698.064516129032,"d":"3,698"},{"v":2634.3333333333335,"d":"2,634"},{"v":2130,"d":"2,130"}]
[null,"Dir.",{"v":1686.774193548387,"d":"1,687"},{"v":2292.5,"d":"2,293"},{"v":3137.4193548387098,"d":"3,137"},{"v":4008,"d":"4,008"},{"v":5087.096774193548,"d":"5,087"},{"v":5659.333333333333,"d":"5,659"},{"v":6047.419354838709,"d":"6,047"},{"v":5451.290322580645,"d":"5,451"},{"v":4087,"d":"4,087"},{"v":2823.548387096774,"d":"2,824"},{"v":1904.6666666666667,"d":"1,905"},{"v":1468.0645161290322,"d":"1,468"}]
[null,"Dif.",{"v":692.9032258064516,"d":"693"},{"v":877.5,"d":"878"},{"v":1060.3225806451612,"d":"1,060"},{"v":1192,"d":"1,192"},{"v":1164.516129032258,"d":"1,165"},{"v":1155.3333333333333,"d":"1,155"},{"v":1060,"d":"1,060"},{"v":966.1290322580645,"d":"966"},{"v":953.3333333333334,"d":"953"},{"v":874.516129032258,"d":"875"},{"v":729.6666666666666,"d":"730"},{"v":661.6129032258065,"d":"662"}]
[null,"NE",{"v":751.2903225806451,"d":"751"},{"v":1065.7142857142858,"d":"1,066"},{"v":1564.8387096774193,"d":"1,565"},{"v":2175.6666666666665,"d":"2,176"},{"v":2735.483870967742,"d":"2,735"},{"v":2995.6666666666665,"d":"2,996"},{"v":2968.7096774193546,"d":"2,969"},{"v":2641.935483870968,"d":"2,642"},{"v":1815,"d":"1,815"},{"v":1243.8709677419354,"d":"1,244"},828,{"v":672.5806451612904,"d":"673"}]
[null,"Dir.",{"v":46.45161290322581,"d":"46"},{"v":170.35714285714286,"d":"170"},{"v":457.4193548387097,"d":"457"},873,{"v":1282.5806451612902,"d":"1,283"},{"v":1499,"d":"1,499"},{"v":1498.3870967741937,"d":"1,498"},{"v":1276.774193548387,"d":"1,277"},{"v":629.3333333333334,"d":"629"},{"v":270.96774193548384,"d":"271"},74,{"v":18.06451612903226,"d":"18"}]
[null,"Dif.",{"v":704.8387096774194,"d":"705"},{"v":895.3571428571429,"d":"895"},{"v":1107.4193548387098,"d":"1,107"},{"v":1302.6666666666667,"d":"1,303"},{"v":1452.9032258064517,"d":"1,453"},{"v":1496.6666666666667,"d":"1,497"},{"v":1470.3225806451612,"d":"1,470"},{"v":1365.1612903225807,"d":"1,365"},{"v":1185.6666666666667,"d":"1,186"},{"v":972.9032258064516,"d":"973"},754,{"v":654.516129032258,"d":"655"}]
[null,"E",{"v":1661.9354838709678,"d":"1,662"},{"v":2176.785714285714,"d":"2,177"},{"v":2723.2258064516127,"d":"2,723"},{"v":3269,"d":"3,269"},{"v":3690,"d":"3,690"},{"v":3815.6666666666665,"d":"3,816"},{"v":3930.6451612903224,"d":"3,931"},{"v":3900.3225806451615,"d":"3,900"},{"v":3046,"d":"3,046"},{"v":2434.516129032258,"d":"2,435"},{"v":1848,"d":"1,848"},{"v":1471.6129032258063,"d":"1,472"}]
[null,"Dir.",{"v":957.0967741935484,"d":"957"},{"v":1281.4285714285713,"d":"1,281"},{"v":1615.8064516129032,"d":"1,616"},{"v":1966.6666666666667,"d":"1,967"},{"v":2237.0967741935483,"d":"2,237"},{"v":2319,"d":"2,319"},{"v":2460.3225806451615,"d":"2,460"},{"v":2535.1612903225805,"d":"2,535"},{"v":1860,"d":"1,860"},{"v":1461.6129032258063,"d":"1,462"},{"v":1094,"d":"1,094"},{"v":817.0967741935484,"d":"817"}]
[null,"Dif.",{"v":704.8387096774194,"d":"705"},{"v":895.3571428571429,"d":"895"},{"v":1107.4193548387098,"d":"1,107"},{"v":1302.6666666666667,"d":"1,303"},{"v":1452.9032258064517,"d":"1,453"},{"v":1496.6666666666667,"d":"1,497"},{"v":1470.3225806451612,"d":"1,470"},{"v":1365.1612903225807,"d":"1,365"},{"v":1185.6666666666667,"d":"1,186"},{"v":972.9032258064516,"d":"973"},754,{"v":654.516129032258,"d":"655"}]
[null,"SE",{"v":3272.2580645161293,"d":"3,272"},{"v":3560,"d":"3,560"},{"v":3631.6129032258063,"d":"3,632"},{"v":3625,"d":"3,625"},{"v":3574.8387096774195,"d":"3,575"},{"v":3456,"d":"3,456"},{"v":3691.935483870968,"d":"3,692"},{"v":4070.3225806451615,"d":"4,070"},{"v":3875.3333333333335,"d":"3,875"},{"v":3712.9032258064517,"d":"3,713"},{"v":3474.6666666666665,"d":"3,475"},{"v":3080.6451612903224,"d":"3,081"}]
[null,"Dir.",{"v":2567.4193548387098,"d":"2,567"},{"v":2665,"d":"2,665"},{"v":2524.1935483870966,"d":"2,524"},{"v":2322.3333333333335,"d":"2,322"},{"v":2121.935483870968,"d":"2,122"},{"v":1959.3333333333333,"d":"1,959"},{"v":2221.6129032258063,"d":"2,222"},{"v":2705.1612903225805,"d":"2,705"},{"v":2689.6666666666665,"d":"2,690"},{"v":2740,"d":"2,740"},{"v":2721,"d":"2,721"},{"v":2426.1290322580644,"d":"2,426"}]
[null,"Dif.",{"v":704.8387096774194,"d":"705"},{"v":895.3571428571429,"d":"895"},{"v":1107.4193548387098,"d":"1,107"},{"v":1302.6666666666667,"d":"1,303"},{"v":1452.9032258064517,"d":"1,453"},{"v":1496.6666666666667,"d":"1,497"},{"v":1470.3225806451612,"d":"1,470"},{"v":1365.1612903225807,"d":"1,365"},{"v":1185.6666666666667,"d":"1,186"},{"v":972.9032258064516,"d":"973"},754,{"v":654.516129032258,"d":"655"}]
[null,"S",{"v":4281.290322580645,"d":"4,281"},{"v":4401.071428571428,"d":"4,401"},{"v":4021.6129032258063,"d":"4,022"},{"v":3372.6666666666665,"d":"3,373"},{"v":2937.0967741935483,"d":"2,937"},{"v":2633.3333333333335,"d":"2,633"},{"v":2894.516129032258,"d":"2,895"},{"v":3534.1935483870966,"d":"3,534"},{"v":4114,"d":"4,114"},{"v":4463.870967741936,"d":"4,464"},{"v":4461.333333333333,"d":"4,461"},{"v":4111.290322580645,"d":"4,111"}]
[null,"Dir.",{"v":3576.451612903226,"d":"3,576"},{"v":3505.714285714286,"d":"3,506"},{"v":2914.1935483870966,"d":"2,914"},{"v":2070,"d":"2,070"},{"v":1484.1935483870968,"d":"1,484"},{"v":1136.6666666666667,"d":"1,137"},{"v":1424.1935483870968,"d":"1,424"},{"v":2168.7096774193546,"d":"2,169"},{"v":2928.3333333333335,"d":"2,928"},{"v":3490.967741935484,"d":"3,491"},{"v":3707.6666666666665,"d":"3,708"},{"v":3456.7741935483873,"d":"3,457"}]
[null,"Dif.",{"v":704.8387096774194,"d":"705"},{"v":895.3571428571429,"d":"895"},{"v":1107.4193548387098,"d":"1,107"},{"v":1302.6666666666667,"d":"1,303"},{"v":1452.9032258064517,"d":"1,453"},{"v":1496.6666666666667,"d":"1,497"},{"v":1470.3225806451612,"d":"1,470"},{"v":1365.1612903225807,"d":"1,365"},{"v":1185.6666666666667,"d":"1,186"},{"v":972.9032258064516,"d":"973"},754,{"v":654.516129032258,"d":"655"}]
[null,"SW",{"v":3289.032258064516,"d":"3,289"},{"v":3521.785714285714,"d":"3,522"},{"v":3597.7419354838707,"d":"3,598"},{"v":3540.6666666666665,"d":"3,541"},{"v":3631.935483870968,"d":"3,632"},{"v":3493,"d":"3,493"},{"v":3698.064516129032,"d":"3,698"},{"v":3871.2903225806454,"d":"3,871"},{"v":3886.3333333333335,"d":"3,886"},{"v":3661.2903225806454,"d":"3,661"},{"v":3429,"d":"3,429"},{"v":3155.8064516129034,"d":"3,156"}]
[null,"Dir.",{"v":2584.516129032258,"d":"2,585"},{"v":2626.4285714285716,"d":"2,626"},{"v":2490.3225806451615,"d":"2,490"},{"v":2238,"d":"2,238"},{"v":2179.032258064516,"d":"2,179"},{"v":1996.3333333333333,"d":"1,996"},{"v":2227.7419354838707,"d":"2,228"},{"v":2505.8064516129034,"d":"2,506"},{"v":2700.6666666666665,"d":"2,701"},{"v":2688.3870967741937,"d":"2,688"},{"v":2675,"d":"2,675"},{"v":2501.2903225806454,"d":"2,501"}]
[null,"Dif.",{"v":704.8387096774194,"d":"705"},{"v":895.3571428571429,"d":"895"},{"v":1107.4193548387098,"d":"1,107"},{"v":1302.6666666666667,"d":"1,303"},{"v":1452.9032258064517,"d":"1,453"},{"v":1496.6666666666667,"d":"1,497"},{"v":1470.3225806451612,"d":"1,470"},{"v":1365.1612903225807,"d":"1,365"},{"v":1185.6666666666667,"d":"1,186"},{"v":972.9032258064516,"d":"973"},754,{"v":654.516129032258,"d":"655"}]
[null,"W",{"v":1674.516129032258,"d":"1,675"},{"v":2144.6428571428573,"d":"2,145"},{"v":2683.548387096774,"d":"2,684"},{"v":3177.3333333333335,"d":"3,177"},{"v":3757.4193548387098,"d":"3,757"},{"v":3846,"d":"3,846"},{"v":3936.1290322580644,"d":"3,936"},{"v":3606.451612903226,"d":"3,606"},{"v":3049,"d":"3,049"},{"v":2362.5806451612902,"d":"2,363"},{"v":1818.6666666666667,"d":"1,819"},{"v":1526.4516129032259,"d":"1,526"}]
[null,"Dir.",{"v":969.6774193548387,"d":"970"},{"v":1249.2857142857142,"d":"1,249"},{"v":1576.4516129032259,"d":"1,576"},{"v":1875,"d":"1,875"},{"v":2304.516129032258,"d":"2,305"},{"v":2349,"d":"2,349"},{"v":2465.8064516129034,"d":"2,466"},{"v":2241.2903225806454,"d":"2,241"},{"v":1863,"d":"1,863"},{"v":1389.3548387096773,"d":"1,389"},{"v":1065,"d":"1,065"},{"v":871.9354838709677,"d":"872"}]
[null,"Dif.",{"v":704.8387096774194,"d":"705"},{"v":895.3571428571429,"d":"895"},{"v":1107.4193548387098,"d":"1,107"},{"v":1302.6666666666667,"d":"1,303"},{"v":1452.9032258064517,"d":"1,453"},{"v":1496.6666666666667,"d":"1,497"},{"v":1470.3225806451612,"d":"1,470"},{"v":1365.1612903225807,"d":"1,365"},{"v":1185.6666666666667,"d":"1,186"},{"v":972.9032258064516,"d":"973"},754,{"v":654.516129032258,"d":"655"}]
[null,"NW",{"v":751.9354838709677,"d":"752"},{"v":1058.5714285714287,"d":"1,059"},{"v":1542.9032258064517,"d":"1,543"},{"v":2130.3333333333335,"d":"2,130"},{"v":2773.548387096774,"d":"2,774"},{"v":3001.6666666666665,"d":"3,002"},{"v":2970,"d":"2,970"},{"v":2425.483870967742,"d":"2,425"},{"v":1808.3333333333333,"d":"1,808"},{"v":1193.5483870967741,"d":"1,194"},{"v":832.6666666666666,"d":"833"},{"v":675.1612903225806,"d":"675"}]
[null,"Dir.",{"v":47.41935483870968,"d":"47"},{"v":163.57142857142858,"d":"164"},{"v":435.48387096774195,"d":"435"},{"v":827.6666666666666,"d":"828"},{"v":1320.6451612903227,"d":"1,321"},{"v":1504.6666666666667,"d":"1,505"},{"v":1499.6774193548388,"d":"1,500"},{"v":1060.3225806451612,"d":"1,060"},{"v":622.3333333333334,"d":"622"},{"v":220.6451612903226,"d":"221"},{"v":78.66666666666667,"d":"79"},{"v":20.64516129032258,"d":"21"}]
[null,"Dif.",{"v":704.8387096774194,"d":"705"},{"v":895.3571428571429,"d":"895"},{"v":1107.4193548387098,"d":"1,107"},{"v":1302.6666666666667,"d":"1,303"},{"v":1452.9032258064517,"d":"1,453"},{"v":1496.6666666666667,"d":"1,497"},{"v":1470.3225806451612,"d":"1,470"},{"v":1365.1612903225807,"d":"1,365"},{"v":1185.6666666666667,"d":"1,186"},{"v":972.9032258064516,"d":"973"},754,{"v":654.516129032258,"d":"655"}]
[null,"N",{"v":704.8387096774194,"d":"705"},{"v":895.3571428571429,"d":"895"},{"v":1107.4193548387098,"d":"1,107"},{"v":1350.6666666666667,"d":"1,351"},{"v":1736.774193548387,"d":"1,737"},{"v":1960.3333333333333,"d":"1,960"},{"v":1868.3870967741937,"d":"1,868"},{"v":1501.9354838709678,"d":"1,502"},{"v":1188,"d":"1,188"},{"v":972.9032258064516,"d":"973"},754,{"v":654.516129032258,"d":"655"}]
[null,"Dir.",0,0,0,48,{"v":283.8709677419355,"d":"284"},{"v":463.6666666666667,"d":"464"},{"v":398.06451612903226,"d":"398"},{"v":136.7741935483871,"d":"137"},{"v":2.3333333333333335,"d":"2"},0,0,0]
[null,"Dif.",{"v":704.8387096774194,"d":"705"},{"v":895.3571428571429,"d":"895"},{"v":1107.4193548387098,"d":"1,107"},{"v":1302.6666666666667,"d":"1,303"},{"v":1452.9032258064517,"d":"1,453"},{"v":1496.6666666666667,"d":"1,497"},{"v":1470.3225806451612,"d":"1,470"},{"v":1365.1612903225807,"d":"1,365"},{"v":1185.6666666666667,"d":"1,186"},{"v":972.9032258064516,"d":"973"},754,{"v":654.516129032258,"d":"655"}]
[]
[null,"B4","Ene","Feb","Mar","Abr","May","Jun","Jul","Ago","Sep","Oct","Nov","Dic"]
[null,"Tª med",{"v":10.780913978494622,"d":"10.78"},{"v":11.712946428571428,"d":"11.71"},{"v":13.1258064516129,"d":"13.13"},{"v":14.896944444444449,"d":"14.90"},{"v":18.203225806451616,"d":"18.20"},{"v":22.31625,"d":"22.32"},{"v":26.288709677419348,"d":"26.29"},{"v":26.08870967741936,"d":"26.09"},{"v":23.165138888888887,"d":"23.17"},{"v":18.893413978494625,"d":"18.89"},{"v":13.971527777777778,"d":"13.97"},{"v":11.366666666666667,"d":"11.37"}]
[null,"Tª min",{"v":7.106451612903227,"d":"7.11"},{"v":6.364285714285714,"d":"6.36"},{"v":7.370967741935485,"d":"7.37"},{"v":9.446666666666667,"d":"9.45"},{"v":12.209677419354836,"d":"12.21"},{"v":15.113333333333339,"d":"15.11"},{"v":18.86451612903226,"d":"18.86"},{"v":19.058064516129033,"d":"19.06"},{"v":16.99333333333334,"d":"16.99"},{"v":13.887096774193546,"d":"13.89"},9.66,{"v":7.703225806451614,"d":"7.70"}]
[null,"Tª max",{"v":14.535483870967743,"d":"14.54"},{"v":16.703571428571426,"d":"16.70"},{"v":18.396774193548385,"d":"18.40"},{"v":19.790000000000003,"d":"19.79"},{"v":23.22258064516129,"d":"23.22"},{"v":28.10666666666667,"d":"28.11"},{"v":32.42903225806452,"d":"32.43"},{"v":32.30967741935484,"d":"32.31"},{"v":28.71666666666666,"d":"28.72"},{"v":23.806451612903235,"d":"23.81"},{"v":18.203333333333333,"d":"18.20"},{"v":15.28064516129032,"d":"15.28"}]
[null,"HR %",{"v":74.61827956989247,"d":"74.62"},{"v":64.4360119047619,"d":"64.44"},{"v":60.181451612903224,"d":"60.18"},{"v":57.64722222222223,"d":"57.65"},{"v":57.09677419354839,"d":"57.10"},{"v":47.20694444444445,"d":"47.21"},{"v":40.35215053763441,"d":"40.35"},{"v":42.09274193548387,"d":"42.09"},{"v":49.526388888888896,"d":"49.53"},{"v":62.51075268817203,"d":"62.51"},{"v":70.74583333333334,"d":"70.75"},{"v":73.75672043010753,"d":"73.76"}]
[null,"Radiacion Wh/m2 dia promedio"]
[null,"Horiz.",{"v":2379.6774193548385,"d":"2,380"},{"v":3169.6428571428573,"d":"3,170"},{"v":4197.419354838709,"d":"4,197"},{"v":5200,"d":"5,200"},{"v":6251.612903225807,"d":"6,252"},{"v":7156,"d":"7,156"},{"v":7590.645161290323,"d":"7,591"},{"v":6848.387096774193,"d":"6,848"},{"v":5249,"d":"5,249"},{"v":3696.7741935483873,"d":"3,697"},{"v":2633.6666666666665,"d":"2,634"},{"v":2130.3225806451615,"d":"2,130"}]
[null,"Dir.",{"v":1686.774193548387,"d":"1,687"},{"v":2292.5,"d":"2,293"},{"v":3137.4193548387098,"d":"3,137"},{"v":4008,"d":"4,008"},{"v":5087.096774193548,"d":"5,087"},{"v":6043.666666666667,"d":"6,044"},{"v":6656.774193548387,"d":"6,657"},{"v":5987.741935483871,"d":"5,988"},{"v":4327,"d":"4,327"},{"v":2789.6774193548385,"d":"2,790"},{"v":1900.6666666666667,"d":"1,901"},{"v":1462.5806451612902,"d":"1,463"}]
[null,"Dif.",{"v":692.9032258064516,"d":"693"},{"v":877.5,"d":"878"},{"v":1060.3225806451612,"d":"1,060"},{"v":1192,"d":"1,192"},{"v":1164.516129032258,"d":"1,165"},{"v":1112,"d":"1,112"},{"v":934.1935483870968,"d":"934"},{"v":860.6451612903226,"d":"861"},922,{"v":907.0967741935484,"d":"907"},733,{"v":667.741935483871,"d":"668"}]
[null,"NE",{"v":751.2903225806451,"d":"751"},{"v":1065.7142857142858,"d":"1,066"},{"v":1564.8387096774193,"d":"1,565"},{"v":2175.6666666666665,"d":"2,176"},{"v":2735.483870967742,"d":"2,735"},{"v":3241.6666666666665,"d":"3,242"},{"v":3280.6451612903224,"d":"3,281"},{"v":2700.6451612903224,"d":"2,701"},{"v":1886.6666666666667,"d":"1,887"},{"v":1225.1612903225807,"d":"1,225"},{"v":840.3333333333334,"d":"840"},{"v":672.258064516129,"d":"672"}]
[null,"Dir.",{"v":46.45161290322581,"d":"46"},{"v":170.35714285714286,"d":"170"},{"v":457.4193548387097,"d":"457"},873,{"v":1282.5806451612902,"d":"1,283"},{"v":1697.3333333333333,"d":"1,697"},{"v":1782.258064516129,"d":"1,782"},{"v":1315.8064516129032,"d":"1,316"},680,{"v":250.6451612903226,"d":"251"},{"v":84.66666666666667,"d":"85"},{"v":17.096774193548388,"d":"17"}]
[null,"Dif.",{"v":704.8387096774194,"d":"705"},{"v":895.3571428571429,"d":"895"},{"v":1107.4193548387098,"d":"1,107"},{"v":1302.6666666666667,"d":"1,303"},{"v":1452.9032258064517,"d":"1,453"},{"v":1544,"d":"1,544"},{"v":1498.0645161290322,"d":"1,498"},{"v":1384.8387096774193,"d":"1,385"},{"v":1206.6666666666667,"d":"1,207"},{"v":974.516129032258,"d":"975"},{"v":755.3333333333334,"d":"755"},{"v":655.483870967742,"d":"655"}]
[null,"E",{"v":1661.9354838709678,"d":"1,662"},{"v":2176.785714285714,"d":"2,177"},{"v":2723.2258064516127,"d":"2,723"},{"v":3269,"d":"3,269"},{"v":3690,"d":"3,690"},{"v":4136.333333333333,"d":"4,136"},{"v":4375.4838709677415,"d":"4,375"},{"v":4056.451612903226,"d":"4,056"},{"v":3242,"d":"3,242"},{"v":2411.935483870968,"d":"2,412"},{"v":1836.6666666666667,"d":"1,837"},{"v":1463.5483870967741,"d":"1,464"}]
[null,"Dir.",{"v":957.0967741935484,"d":"957"},{"v":1281.4285714285713,"d":"1,281"},{"v":1615.8064516129032,"d":"1,616"},{"v":1966.6666666666667,"d":"1,967"},{"v":2237.0967741935483,"d":"2,237"},{"v":2592,"d":"2,592"},{"v":2877.0967741935483,"d":"2,877"},{"v":2671.6129032258063,"d":"2,672"},{"v":2035.3333333333333,"d":"2,035"},{"v":1437.4193548387098,"d":"1,437"},{"v":1081.3333333333333,"d":"1,081"},{"v":808.0645161290323,"d":"808"}]
[null,"Dif.",{"v":704.8387096774194,"d":"705"},{"v":895.3571428571429,"d":"895"},{"v":1107.4193548387098,"d":"1,107"},{"v":1302.6666666666667,"d":"1,303"},{"v":1452.9032258064517,"d":"1,453"},{"v":1544,"d":"1,544"},{"v":1498.0645161290322,"d":"1,498"},{"v":1384.8387096774193,"d":"1,385"},{"v":1206.6666666666667,"d":"1,207"},{"v":974.516129032258,"d":"975"},{"v":755.3333333333334,"d":"755"},{"v":655.483870967742,"d":"655"}]
[null,"SE",{"v":3272.2580645161293,"d":"3,272"},{"v":3560,"d":"3,560"},{"v":3631.6129032258063,"d":"3,632"},{"v":3625,"d":"3,625"},{"v":3574.8387096774195,"d":"3,575"},{"v":3702.3333333333335,"d":"3,702"},{"v":4035.1612903225805,"d":"4,035"},{"v":4276.451612903225,"d":"4,276"},{"v":4131.666666666667,"d":"4,132"},{"v":3652.2580645161293,"d":"3,652"},{"v":3410.3333333333335,"d":"3,410"},{"v":3076.1290322580644,"d":"3,076"}]
[null,"Dir.",{"v":2567.4193548387098,"d":"2,567"},{"v":2665,"d":"2,665"},{"v":2524.1935483870966,"d":"2,524"},{"v":2322.3333333333335,"d":"2,322"},{"v":2121.935483870968,"d":"2,122"},{"v":2158.3333333333335,"d":"2,158"},{"v":2536.7741935483873,"d":"2,537"},{"v":2891.6129032258063,"d":"2,892"},{"v":2925,"d":"2,925"},{"v":2677.7419354838707,"d":"2,678"},{"v":2655,"d":"2,655"},{"v":2420.6451612903224,"d":"2,421"}]
[null,"Dif.",{"v":704.8387096774194,"d":"705"},{"v":895.3571428571429,"d":"895"},{"v":1107.4193548387098,"d":"1,107"},{"v":1302.6666666666667,"d":"1,303"},{"v":1452.9032258064517,"d":"1,453"},{"v":1544,"d":"1,544"},{"v":1498.0645161290322,"d":"1,498"},{"v":1384.8387096774193,"d":"1,385"},{"v":1206.6666666666667,"d":"1,207"},{"v":974.516129032258,"d":"975"},{"v":755.3333333333334,"d":"755"},{"v":655.483870967742,"d":"655"}]
[null,"S",{"v":4281.290322580645,"d":"4,281"},{"v":4401.071428571428,"d":"4,401"},{"v":4021.6129032258063,"d":"4,022"},{"v":3372.6666666666665,"d":"3,373"},{"v":2937.0967741935483,"d":"2,937"},{"v":2753.6666666666665,"d":"2,754"},{"v":3036.451612903226,"d":"3,036"},{"v":3760.6451612903224,"d":"3,761"},{"v":4393,"d":"4,393"},{"v":4380.645161290323,"d":"4,381"},{"v":4381.333333333333,"d":"4,381"},{"v":4090.967741935484,"d":"4,091"}]
[null,"Dir.",{"v":3576.451612903226,"d":"3,576"},{"v":3505.714285714286,"d":"3,506"},{"v":2914.1935483870966,"d":"2,914"},{"v":2070,"d":"2,070"},{"v":1484.1935483870968,"d":"1,484"},{"v":1209.6666666666667,"d":"1,210"},{"v":1538.3870967741937,"d":"1,538"},{"v":2375.8064516129034,"d":"2,376"},{"v":3186.3333333333335,"d":"3,186"},{"v":3406.1290322580644,"d":"3,406"},{"v":3626,"d":"3,626"},{"v":3435.483870967742,"d":"3,435"}]
[null,"Dif.",{"v":704.8387096774194,"d":"705"},{"v":895.3571428571429,"d":"895"},{"v":1107.4193548387098,"d":"1,107"},{"v":1302.6666666666667,"d":"1,303"},{"v":1452.9032258064517,"d":"1,453"},{"v":1544,"d":"1,544"},{"v":1498.0645161290322,"d":"1,498"},{"v":1384.8387096774193,"d":"1,385"},{"v":1206.6666666666667,"d":"1,207"},{"v":974.516129032258,"d":"975"},{"v":755.3333333333334,"d":"755"},{"v":655.483870967742,"d":"655"}]
[null,"SW",{"v":3289.032258064516,"d":"3,289"},{"v":3521.785714285714,"d":"3,522"},{"v":3597.7419354838707,"d":"3,598"},{"v":3540.6666666666665,"d":"3,541"},{"v":3631.935483870968,"d":"3,632"},{"v":3662.6666666666665,"d":"3,663"},{"v":3933.548387096774,"d":"3,934"},{"v":4195.4838709677415,"d":"4,195"},{"v":4124.666666666667,"d":"4,125"},{"v":3628.7096774193546,"d":"3,629"},{"v":3402,"d":"3,402"},{"v":3128.3870967741937,"d":"3,128"}]
[null,"Dir.",{"v":2584.516129032258,"d":"2,585"},{"v":2626.4285714285716,"d":"2,626"},{"v":2490.3225806451615,"d":"2,490"},{"v":2238,"d":"2,238"},{"v":2179.032258064516,"d":"2,179"},{"v":2118.6666666666665,"d":"2,119"},{"v":2435.483870967742,"d":"2,435"},{"v":2810.6451612903224,"d":"2,811"},{"v":2918,"d":"2,918"},{"v":2653.8709677419356,"d":"2,654"},{"v":2646.6666666666665,"d":"2,647"},{"v":2472.9032258064517,"d":"2,473"}]
[null,"Dif.",{"v":704.8387096774194,"d":"705"},{"v":895.3571428571429,"d":"895"},{"v":1107.4193548387098,"d":"1,107"},{"v":1302.6666666666667,"d":"1,303"},{"v":1452.9032258064517,"d":"1,453"},{"v":1544,"d":"1,544"},{"v":1498.0645161290322,"d":"1,498"},{"v":1384.8387096774193,"d":"1,385"},{"v":1206.6666666666667,"d":"1,207"},{"v":974.516129032258,"d":"975"},{"v":755.3333333333334,"d":"755"},{"v":655.483870967742,"d":"655"}]
[null,"W",{"v":1674.516129032258,"d":"1,675"},{"v":2144.6428571428573,"d":"2,145"},{"v":2683.548387096774,"d":"2,684"},{"v":3177.3333333333335,"d":"3,177"},{"v":3757.4193548387098,"d":"3,757"},{"v":4042.6666666666665,"d":"4,043"},{"v":4230.322580645161,"d":"4,230"},{"v":3940,"d":"3,940"},{"v":3223.3333333333335,"d":"3,223"},{"v":2404.516129032258,"d":"2,405"},{"v":1834,"d":"1,834"},{"v":1501.2903225806451,"d":"1,501"}]
[null,"Dir.",{"v":969.6774193548387,"d":"970"},{"v":1249.2857142857142,"d":"1,249"},{"v":1576.4516129032259,"d":"1,576"},{"v":1875,"d":"1,875"},{"v":2304.516129032258,"d":"2,305"},{"v":2498.6666666666665,"d":"2,499"},{"v":2732.2580645161293,"d":"2,732"},{"v":2555.1612903225805,"d":"2,555"},{"v":2016.6666666666667,"d":"2,017"},{"v":1430,"d":"1,430"},{"v":1078.6666666666667,"d":"1,079"},{"v":846.1290322580645,"d":"846"}]
[null,"Dif.",{"v":704.8387096774194,"d":"705"},{"v":895.3571428571429,"d":"895"},{"v":1107.4193548387098,"d":"1,107"},{"v":1302.6666666666667,"d":"1,303"},{"v":1452.9032258064517,"d":"1,453"},{"v":1544,"d":"1,544"},{"v":1498.0645161290322,"d":"1,498"},{"v":1384.8387096774193,"d":"1,385"},{"v":1206.6666666666667,"d":"1,207"},{"v":974.516129032258,"d":"975"},{"v":755.3333333333334,"d":"755"},{"v":655.483870967742,"d":"655"}]
[null,"NW",{"v":751.9354838709677,"d":"752"},{"v":1058.5714285714287,"d":"1,059"},{"v":1542.9032258064517,"d":"1,543"},{"v":2130.3333333333335,"d":"2,130"},{"v":2773.548387096774,"d":"2,774"},{"v":3149,"d":"3,149"},{"v":3176.7741935483873,"d":"3,177"},{"v":2616.451612903226,"d":"2,616"},{"v":1867.3333333333333,"d":"1,867"},{"v":1238.7096774193549,"d":"1,239"},{"v":844.3333333333334,"d":"844"},{"v":673.5483870967741,"d":"674"}]
[null,"Dir.",{"v":47.41935483870968,"d":"47"},{"v":163.57142857142858,"d":"164"},{"v":435.48387096774195,"d":"435"},{"v":827.6666666666666,"d":"828"},{"v":1320.6451612903227,"d":"1,321"},{"v":1605,"d":"1,605"},{"v":1678.7096774193549,"d":"1,679"},{"v":1231.6129032258063,"d":"1,232"},{"v":660.6666666666666,"d":"661"},{"v":264.19354838709677,"d":"264"},89,{"v":18.387096774193548,"d":"18"}]
[null,"Dif.",{"v":704.8387096774194,"d":"705"},{"v":895.3571428571429,"d":"895"},{"v":1107.4193548387098,"d":"1,107"},{"v":1302.6666666666667,"d":"1,303"},{"v":1452.9032258064517,"d":"1,453"},{"v":1544,"d":"1,544"},{"v":1498.0645161290322,"d":"1,498"},{"v":1384.8387096774193,"d":"1,385"},{"v":1206.6666666666667,"d":"1,207"},{"v":974.516129032258,"d":"975"},{"v":755.3333333333334,"d":"755"},{"v":655.483870967742,"d":"655"}]
[null,"N",{"v":704.8387096774194,"d":"705"},{"v":895.3571428571429,"d":"895"},{"v":1107.4193548387098,"d":"1,107"},{"v":1350.6666666666667,"d":"1,351"},{"v":1736.774193548387,"d":"1,737"},{"v":2064.6666666666665,"d":"2,065"},{"v":1967.741935483871,"d":"1,968"},{"v":1530,"d":"1,530"},{"v":1209.3333333333333,"d":"1,209"},{"v":974.516129032258,"d":"975"},{"v":755.3333333333334,"d":"755"},{"v":655.483870967742,"d":"655"}]
[null,"Dir.",0,0,0,48,{"v":283.8709677419355,"d":"284"},{"v":520.6666666666666,"d":"521"},{"v":469.6774193548387,"d":"470"},{"v":145.16129032258064,"d":"145"},{"v":2.6666666666666665,"d":"3"},0,0,0]
[null,"Dif.",{"v":704.8387096774194,"d":"705"},{"v":895.3571428571429,"d":"895"},{"v":1107.4193548387098,"d":"1,107"},{"v":1302.6666666666667,"d":"1,303"},{"v":1452.9032258064517,"d":"1,453"},{"v":1544,"d":"1,544"},{"v":1498.0645161290322,"d":"1,498"},{"v":1384.8387096774193,"d":"1,385"},{"v":1206.6666666666667,"d":"1,207"},{"v":974.516129032258,"d":"975"},{"v":755.3333333333334,"d":"755"},{"v":655.483870967742,"d":"655"}]
[]
[null,"C1","Ene","Feb","Mar","Abr","May","Jun","Jul","Ago","Sep","Oct","Nov","Dic"]
[null,"Tª med",{"v":8.18736559139785,"d":"8.19"},{"v":9.308630952380954,"d":"9.31"},{"v":10.82258064516129,"d":"10.82"},{"v":12.331666666666665,"d":"12.33"},{"v":15.595833333333337,"d":"15.60"},{"v":16.093472222222225,"d":"16.09"},{"v":19.285215053763444,"d":"19.29"},{"v":19.28454301075269,"d":"19.28"},{"v":17.145,"d":"17.15"},{"v":16.083602150537637,"d":"16.08"},{"v":11.307777777777778,"d":"11.31"},{"v":8.868682795698923,"d":"8.87"}]
[null,"Tª min",{"v":4.612903225806451,"d":"4.61"},{"v":4.0321428571428575,"d":"4.03"},{"v":5.109677419354839,"d":"5.11"},{"v":6.913333333333333,"d":"6.91"},{"v":9.648387096774194,"d":"9.65"},9.01,{"v":11.93225806451613,"d":"11.93"},{"v":12.287096774193552,"d":"12.29"},{"v":11.126666666666667,"d":"11.13"},{"v":11.12258064516129,"d":"11.12"},{"v":6.983333333333333,"d":"6.98"},{"v":5.216129032258064,"d":"5.22"}]
[null,"Tª max",{"v":11.748387096774193,"d":"11.75"},{"v":14.157142857142858,"d":"14.16"},{"v":15.890322580645158,"d":"15.89"},17.01,{"v":20.490322580645163,"d":"20.49"},{"v":21.65666666666667,"d":"21.66"},{"v":25.332258064516136,"d":"25.33"},{"v":25.554838709677412,"d":"25.55"},{"v":22.403333333333332,"d":"22.40"},{"v":20.893548387096775,"d":"20.89"},{"v":15.476666666666668,"d":"15.48"},{"v":12.658064516129034,"d":"12.66"}]
[null,"HR %",{"v":74.79301075268818,"d":"74.79"},{"v":64.63095238095238,"d":"64.63"},{"v":60.1962365591398,"d":"60.20"},{"v":57.48888888888888,"d":"57.49"},{"v":57.34543010752688,"d":"57.35"},{"v":47.05138888888889,"d":"47.05"},{"v":40.22849462365591,"d":"40.23"},{"v":42.14784946236559,"d":"42.15"},{"v":49.731944444444444,"d":"49.73"},{"v":62.73790322580644,"d":"62.74"},{"v":70.57916666666667,"d":"70.58"},{"v":73.88306451612904,"d":"73.88"}]
[null,"Radiacion Wh/m2 dia promedio"]
[null,"Horiz.",{"v":1825.8064516129032,"d":"1,826"},{"v":2526.785714285714,"d":"2,527"},{"v":3617.7419354838707,"d":"3,618"},{"v":4508,"d":"4,508"},{"v":5515.4838709677415,"d":"5,515"},{"v":5984.333333333333,"d":"5,984"},{"v":6315.1612903225805,"d":"6,315"},{"v":5634.193548387097,"d":"5,634"},{"v":4224,"d":"4,224"},{"v":3120.3225806451615,"d":"3,120"},{"v":2072.6666666666665,"d":"2,073"},{"v":1587.0967741935483,"d":"1,587"}]
[null,"Dir.",{"v":1116.4516129032259,"d":"1,116"},{"v":1614.2857142857142,"d":"1,614"},{"v":2470,"d":"2,470"},{"v":3105.3333333333335,"d":"3,105"},{"v":3932.5806451612902,"d":"3,933"},{"v":4510,"d":"4,510"},{"v":5071.612903225807,"d":"5,072"},{"v":4488.064516129032,"d":"4,488"},{"v":3061.3333333333335,"d":"3,061"},{"v":2175.8064516129034,"d":"2,176"},{"v":1323,"d":"1,323"},{"v":928.7096774193549,"d":"929"}]
[null,"Dif.",{"v":709.3548387096774,"d":"709"},{"v":912.5,"d":"913"},{"v":1147.741935483871,"d":"1,148"},{"v":1403,"d":"1,403"},{"v":1582.9032258064517,"d":"1,583"},{"v":1474.3333333333333,"d":"1,474"},{"v":1243.5483870967741,"d":"1,244"},{"v":1145.8064516129032,"d":"1,146"},{"v":1162.3333333333333,"d":"1,162"},{"v":944.516129032258,"d":"945"},{"v":749.6666666666666,"d":"750"},{"v":658.3870967741935,"d":"658"}]
[null,"NE",{"v":644.8387096774194,"d":"645"},905,{"v":1419.6774193548388,"d":"1,420"},{"v":1990.6666666666667,"d":"1,991"},{"v":2657.7419354838707,"d":"2,658"},{"v":2794,"d":"2,794"},{"v":2854.516129032258,"d":"2,855"},{"v":2327.0967741935483,"d":"2,327"},{"v":1662,"d":"1,662"},{"v":1070.967741935484,"d":"1,071"},729,{"v":559.0322580645161,"d":"559"}]
[null,"Dir.",{"v":37.74193548387097,"d":"38"},{"v":101.78571428571429,"d":"102"},{"v":376.4516129032258,"d":"376"},{"v":707.6666666666666,"d":"708"},{"v":1193.5483870967741,"d":"1,194"},{"v":1286,"d":"1,286"},{"v":1384.1935483870968,"d":"1,384"},{"v":991.2903225806451,"d":"991"},535,{"v":170.32258064516128,"d":"170"},{"v":62.333333333333336,"d":"62"},{"v":10.64516129032258,"d":"11"}]
[null,"Dif.",{"v":607.0967741935484,"d":"607"},{"v":803.2142857142857,"d":"803"},{"v":1043.225806451613,"d":"1,043"},{"v":1283,"d":"1,283"},{"v":1464.1935483870968,"d":"1,464"},{"v":1508,"d":"1,508"},{"v":1470.6451612903227,"d":"1,471"},{"v":1335.8064516129032,"d":"1,336"},{"v":1127,"d":"1,127"},{"v":900.6451612903226,"d":"901"},{"v":666.6666666666666,"d":"667"},{"v":548.0645161290323,"d":"548"}]
[null,"E",{"v":1273.225806451613,"d":"1,273"},{"v":1618.5714285714287,"d":"1,619"},{"v":2358.7096774193546,"d":"2,359"},{"v":2841.3333333333335,"d":"2,841"},{"v":3456.451612903226,"d":"3,456"},{"v":3453.6666666666665,"d":"3,454"},{"v":3692.5806451612902,"d":"3,693"},{"v":3356.7741935483873,"d":"3,357"},{"v":2648.3333333333335,"d":"2,648"},{"v":1939.032258064516,"d":"1,939"},{"v":1438,"d":"1,438"},{"v":1065.483870967742,"d":"1,065"}]
[null,"Dir.",{"v":666.1290322580645,"d":"666"},{"v":815.3571428571429,"d":"815"},{"v":1315.8064516129032,"d":"1,316"},{"v":1558.6666666666667,"d":"1,559"},{"v":1991.9354838709678,"d":"1,992"},{"v":1945.6666666666667,"d":"1,946"},{"v":2222.2580645161293,"d":"2,222"},{"v":2020.967741935484,"d":"2,021"},{"v":1521.3333333333333,"d":"1,521"},{"v":1038.3870967741934,"d":"1,038"},{"v":771.3333333333334,"d":"771"},{"v":517.0967741935484,"d":"517"}]
[null,"Dif.",{"v":607.0967741935484,"d":"607"},{"v":803.2142857142857,"d":"803"},{"v":1043.225806451613,"d":"1,043"},{"v":1283,"d":"1,283"},{"v":1464.1935483870968,"d":"1,464"},{"v":1508,"d":"1,508"},{"v":1470.6451612903227,"d":"1,471"},{"v":1335.8064516129032,"d":"1,336"},{"v":1127,"d":"1,127"},{"v":900.6451612903226,"d":"901"},{"v":666.6666666666666,"d":"667"},{"v":548.0645161290323,"d":"548"}]
[null,"SE",{"v":2280.6451612903224,"d":"2,281"},{"v":2567.5,"d":"2,568"},{"v":3067.0967741935483,"d":"3,067"},{"v":3080.6666666666665,"d":"3,081"},{"v":3267.4193548387098,"d":"3,267"},{"v":3116,"d":"3,116"},{"v":3423.2258064516127,"d":"3,423"},{"v":3530.967741935484,"d":"3,531"},{"v":3238.3333333333335,"d":"3,238"},{"v":2945.483870967742,"d":"2,945"},{"v":2500,"d":"2,500"},{"v":2077.0967741935483,"d":"2,077"}]
[null,"Dir.",{"v":1673.5483870967741,"d":"1,674"},{"v":1764.2857142857142,"d":"1,764"},{"v":2024.1935483870968,"d":"2,024"},{"v":1798,"d":"1,798"},{"v":1803.225806451613,"d":"1,803"},{"v":1607.6666666666667,"d":"1,608"},{"v":1952.5806451612902,"d":"1,953"},{"v":2195.1612903225805,"d":"2,195"},{"v":2111.3333333333335,"d":"2,111"},{"v":2045.1612903225807,"d":"2,045"},{"v":1833.3333333333333,"d":"1,833"},{"v":1528.7096774193549,"d":"1,529"}]
[null,"Dif.",{"v":607.0967741935484,"d":"607"},{"v":803.2142857142857,"d":"803"},{"v":1043.225806451613,"d":"1,043"},{"v":1283,"d":"1,283"},{"v":1464.1935483870968,"d":"1,464"},{"v":1508,"d":"1,508"},{"v":1470.6451612903227,"d":"1,471"},{"v":1335.8064516129032,"d":"1,336"},{"v":1127,"d":"1,127"},{"v":900.6451612903226,"d":"901"},{"v":666.6666666666666,"d":"667"},{"v":548.0645161290323,"d":"548"}]
[null,"S",{"v":2953.548387096774,"d":"2,954"},{"v":3224.285714285714,"d":"3,224"},{"v":3361.935483870968,"d":"3,362"},{"v":2870.6666666666665,"d":"2,871"},{"v":2552.2580645161293,"d":"2,552"},{"v":2395.3333333333335,"d":"2,395"},{"v":2636.1290322580644,"d":"2,636"},{"v":3094.8387096774195,"d":"3,095"},{"v":3335.3333333333335,"d":"3,335"},{"v":3590.967741935484,"d":"3,591"},{"v":3193.6666666666665,"d":"3,194"},{"v":2747.0967741935483,"d":"2,747"}]
[null,"Dir.",{"v":2346.451612903226,"d":"2,346"},{"v":2420.714285714286,"d":"2,421"},{"v":2319.032258064516,"d":"2,319"},{"v":1588,"d":"1,588"},{"v":1088.0645161290322,"d":"1,088"},887,{"v":1165.8064516129032,"d":"1,166"},{"v":1759.032258064516,"d":"1,759"},{"v":2208.3333333333335,"d":"2,208"},{"v":2690.3225806451615,"d":"2,690"},{"v":2527,"d":"2,527"},{"v":2199.032258064516,"d":"2,199"}]
[null,"Dif.",{"v":607.0967741935484,"d":"607"},{"v":803.2142857142857,"d":"803"},{"v":1043.225806451613,"d":"1,043"},{"v":1283,"d":"1,283"},{"v":1464.1935483870968,"d":"1,464"},{"v":1508,"d":"1,508"},{"v":1470.6451612903227,"d":"1,471"},{"v":1335.8064516129032,"d":"1,336"},{"v":1127,"d":"1,127"},{"v":900.6451612903226,"d":"901"},{"v":666.6666666666666,"d":"667"},{"v":548.0645161290323,"d":"548"}]
[null,"SW",{"v":2333.8709677419356,"d":"2,334"},{"v":2690.3571428571427,"d":"2,690"},{"v":3048.3870967741937,"d":"3,048"},{"v":3097.3333333333335,"d":"3,097"},{"v":2925.1612903225805,"d":"2,925"},{"v":3148,"d":"3,148"},{"v":3275.8064516129034,"d":"3,276"},{"v":3381.935483870968,"d":"3,382"},{"v":3163.6666666666665,"d":"3,164"},{"v":3017.0967741935483,"d":"3,017"},{"v":2537.6666666666665,"d":"2,538"},{"v":2151.6129032258063,"d":"2,152"}]
[null,"Dir.",{"v":1726.774193548387,"d":"1,727"},{"v":1886.7857142857142,"d":"1,887"},{"v":2005.1612903225807,"d":"2,005"},{"v":1814.3333333333333,"d":"1,814"},{"v":1460.6451612903227,"d":"1,461"},{"v":1640,"d":"1,640"},{"v":1805.1612903225807,"d":"1,805"},{"v":2046.1290322580646,"d":"2,046"},{"v":2036.6666666666667,"d":"2,037"},{"v":2116.451612903226,"d":"2,116"},{"v":1871,"d":"1,871"},{"v":1603.5483870967741,"d":"1,604"}]
[null,"Dif.",{"v":607.0967741935484,"d":"607"},{"v":803.2142857142857,"d":"803"},{"v":1043.225806451613,"d":"1,043"},{"v":1283,"d":"1,283"},{"v":1464.1935483870968,"d":"1,464"},{"v":1508,"d":"1,508"},{"v":1470.6451612903227,"d":"1,471"},{"v":1335.8064516129032,"d":"1,336"},{"v":1127,"d":"1,127"},{"v":900.6451612903226,"d":"901"},{"v":666.6666666666666,"d":"667"},{"v":548.0645161290323,"d":"548"}]
[null,"W",{"v":1315.1612903225807,"d":"1,315"},{"v":1722.5,"d":"1,723"},{"v":2343.2258064516127,"d":"2,343"},{"v":2864,"d":"2,864"},{"v":2970.6451612903224,"d":"2,971"},{"v":3485.3333333333335,"d":"3,485"},{"v":3485.8064516129034,"d":"3,486"},{"v":3216.451612903226,"d":"3,216"},{"v":2566.3333333333335,"d":"2,566"},{"v":2001.2903225806451,"d":"2,001"},{"v":1468.6666666666667,"d":"1,469"},{"v":1118.7096774193549,"d":"1,119"}]
[null,"Dir.",{"v":708.0645161290323,"d":"708"},{"v":918.9285714285714,"d":"919"},{"v":1300,"d":"1,300"},{"v":1581.3333333333333,"d":"1,581"},{"v":1506.4516129032259,"d":"1,506"},{"v":1977,"d":"1,977"},{"v":2015.483870967742,"d":"2,015"},{"v":1880.6451612903227,"d":"1,881"},{"v":1439.3333333333333,"d":"1,439"},{"v":1100.6451612903227,"d":"1,101"},802,{"v":570.6451612903226,"d":"571"}]
[null,"Dif.",{"v":607.0967741935484,"d":"607"},{"v":803.2142857142857,"d":"803"},{"v":1043.225806451613,"d":"1,043"},{"v":1283,"d":"1,283"},{"v":1464.1935483870968,"d":"1,464"},{"v":1508,"d":"1,508"},{"v":1470.6451612903227,"d":"1,471"},{"v":1335.8064516129032,"d":"1,336"},{"v":1127,"d":"1,127"},{"v":900.6451612903226,"d":"901"},{"v":666.6666666666666,"d":"667"},{"v":548.0645161290323,"d":"548"}]
[null,"NW",{"v":651.2903225806451,"d":"651"},{"v":928.9285714285714,"d":"929"},{"v":1416.1290322580646,"d":"1,416"},{"v":2006.3333333333333,"d":"2,006"},{"v":2313.2258064516127,"d":"2,313"},{"v":2806.6666666666665,"d":"2,807"},{"v":2709.6774193548385,"d":"2,710"},{"v":2277.4193548387098,"d":"2,277"},{"v":1620.6666666666667,"d":"1,621"},{"v":1087.4193548387098,"d":"1,087"},735,560]
[null,"Dir.",{"v":44.193548387096776,"d":"44"},{"v":125.71428571428571,"d":"126"},{"v":373.2258064516129,"d":"373"},{"v":723.3333333333334,"d":"723"},{"v":849.0322580645161,"d":"849"},{"v":1298.6666666666667,"d":"1,299"},{"v":1239.032258064516,"d":"1,239"},{"v":941.6129032258065,"d":"942"},{"v":493.6666666666667,"d":"494"},{"v":186.7741935483871,"d":"187"},{"v":68.33333333333333,"d":"68"},{"v":11.612903225806452,"d":"12"}]
[null,"Dif.",{"v":607.0967741935484,"d":"607"},{"v":803.2142857142857,"d":"803"},{"v":1043.225806451613,"d":"1,043"},{"v":1283,"d":"1,283"},{"v":1464.1935483870968,"d":"1,464"},{"v":1508,"d":"1,508"},{"v":1470.6451612903227,"d":"1,471"},{"v":1335.8064516129032,"d":"1,336"},{"v":1127,"d":"1,127"},{"v":900.6451612903226,"d":"901"},{"v":666.6666666666666,"d":"667"},{"v":548.0645161290323,"d":"548"}]
[null,"N",{"v":607.0967741935484,"d":"607"},{"v":803.2142857142857,"d":"803"},{"v":1043.225806451613,"d":"1,043"},{"v":1328.3333333333333,"d":"1,328"},{"v":1688.3870967741937,"d":"1,688"},{"v":1926.3333333333333,"d":"1,926"},{"v":1833.8709677419354,"d":"1,834"},{"v":1462.5806451612902,"d":"1,463"},{"v":1129.6666666666667,"d":"1,130"},{"v":900.6451612903226,"d":"901"},{"v":666.6666666666666,"d":"667"},{"v":548.0645161290323,"d":"548"}]
[null,"Dir.",0,0,0,{"v":45.666666666666664,"d":"46"},{"v":224.19354838709677,"d":"224"},{"v":418.3333333333333,"d":"418"},{"v":363.2258064516129,"d":"363"},{"v":126.7741935483871,"d":"127"},{"v":2.6666666666666665,"d":"3"},0,0,0]
[null,"Dif.",{"v":607.0967741935484,"d":"607"},{"v":803.2142857142857,"d":"803"},{"v":1043.225806451613,"d":"1,043"},{"v":1283,"d":"1,283"},{"v":1464.1935483870968,"d":"1,464"},{"v":1508,"d":"1,508"},{"v":1470.6451612903227,"d":"1,471"},{"v":1335.8064516129032,"d":"1,336"},{"v":1127,"d":"1,127"},{"v":900.6451612903226,"d":"901"},{"v":666.6666666666666,"d":"667"},{"v":548.0645161290323,"d":"548"}]
[]
[null,"C2","Ene","Feb","Mar","Abr","May","Jun","Jul","Ago","Sep","Oct","Nov","Dic"]
[null,"Tª med",{"v":8.18736559139785,"d":"8.19"},{"v":9.308630952380954,"d":"9.31"},{"v":10.82258064516129,"d":"10.82"},{"v":12.331666666666665,"d":"12.33"},{"v":15.599059139784947,"d":"15.60"},{"v":18.253472222222225,"d":"18.25"},{"v":22.155913978494624,"d":"22.16"},{"v":21.77647849462366,"d":"21.78"},{"v":18.71986111111111,"d":"18.72"},{"v":16.096370967741937,"d":"16.10"},{"v":11.306805555555554,"d":"11.31"},{"v":8.86774193548387,"d":"8.87"}]
[null,"Tª min",{"v":4.612903225806451,"d":"4.61"},{"v":4.0321428571428575,"d":"4.03"},{"v":5.109677419354839,"d":"5.11"},{"v":6.913333333333333,"d":"6.91"},{"v":9.651612903225807,"d":"9.65"},{"v":11.106666666666667,"d":"11.11"},{"v":14.758064516129034,"d":"14.76"},{"v":14.754838709677417,"d":"14.75"},{"v":12.606666666666666,"d":"12.61"},{"v":11.093548387096776,"d":"11.09"},{"v":7.003333333333333,"d":"7.00"},{"v":5.203225806451611,"d":"5.20"}]
[null,"Tª max",{"v":11.748387096774193,"d":"11.75"},{"v":14.157142857142858,"d":"14.16"},{"v":15.890322580645158,"d":"15.89"},17.01,{"v":20.48709677419355,"d":"20.49"},{"v":23.840000000000007,"d":"23.84"},{"v":27.929032258064517,"d":"27.93"},{"v":27.809677419354834,"d":"27.81"},{"v":24.12333333333333,"d":"24.12"},{"v":20.916129032258063,"d":"20.92"},{"v":15.49666666666667,"d":"15.50"},{"v":12.654838709677422,"d":"12.65"}]
[null,"HR %",{"v":74.75000000000001,"d":"74.75"},{"v":66.17708333333333,"d":"66.18"},{"v":62.2513440860215,"d":"62.25"},{"v":59.3375,"d":"59.34"},{"v":58.979838709677416,"d":"58.98"},{"v":50.39722222222223,"d":"50.40"},{"v":42.38709677419355,"d":"42.39"},{"v":43.94489247311828,"d":"43.94"},{"v":52.48749999999999,"d":"52.49"},{"v":63.9744623655914,"d":"63.97"},{"v":71.84583333333333,"d":"71.85"},{"v":74.03897849462365,"d":"74.04"}]
[null,"Radiacion Wh/m2 dia promedio"]
[null,"Horiz.",{"v":1825.8064516129032,"d":"1,826"},{"v":2526.785714285714,"d":"2,527"},{"v":3617.7419354838707,"d":"3,618"},{"v":4508,"d":"4,508"},{"v":5515.4838709677415,"d":"5,515"},{"v":6469.333333333333,"d":"6,469"},{"v":7006.129032258064,"d":"7,006"},{"v":6272.903225806452,"d":"6,273"},{"v":4667.333333333333,"d":"4,667"},{"v":3118.7096774193546,"d":"3,119"},{"v":2072.6666666666665,"d":"2,073"},{"v":1586.774193548387,"d":"1,587"}]
[null,"Dir.",{"v":1116.4516129032259,"d":"1,116"},{"v":1614.2857142857142,"d":"1,614"},{"v":2470,"d":"2,470"},{"v":3105.3333333333335,"d":"3,105"},{"v":3932.5806451612902,"d":"3,933"},{"v":5132.666666666667,"d":"5,133"},{"v":5975.4838709677415,"d":"5,975"},{"v":5295.1612903225805,"d":"5,295"},{"v":3644.3333333333335,"d":"3,644"},{"v":2144.8387096774195,"d":"2,145"},{"v":1303.6666666666667,"d":"1,304"},{"v":927.4193548387096,"d":"927"}]
[null,"Dif.",{"v":709.3548387096774,"d":"709"},{"v":912.5,"d":"913"},{"v":1147.741935483871,"d":"1,148"},{"v":1403,"d":"1,403"},{"v":1582.9032258064517,"d":"1,583"},{"v":1336.6666666666667,"d":"1,337"},{"v":1030.3225806451612,"d":"1,030"},{"v":978.0645161290323,"d":"978"},{"v":1022.6666666666666,"d":"1,023"},{"v":973.8709677419355,"d":"974"},{"v":769.3333333333334,"d":"769"},{"v":659.0322580645161,"d":"659"}]
[null,"NE",{"v":644.8387096774194,"d":"645"},905,{"v":1419.6774193548388,"d":"1,420"},{"v":1990.6666666666667,"d":"1,991"},{"v":2657.7419354838707,"d":"2,658"},{"v":2983.3333333333335,"d":"2,983"},{"v":3116.451612903226,"d":"3,116"},{"v":2483.2258064516127,"d":"2,483"},{"v":1664.6666666666667,"d":"1,665"},{"v":1127.741935483871,"d":"1,128"},721,{"v":559.0322580645161,"d":"559"}]
[null,"Dir.",{"v":37.74193548387097,"d":"38"},{"v":101.78571428571429,"d":"102"},{"v":376.4516129032258,"d":"376"},{"v":707.6666666666666,"d":"708"},{"v":1193.5483870967741,"d":"1,194"},{"v":1467,"d":"1,467"},{"v":1654.8387096774193,"d":"1,655"},{"v":1116.1290322580646,"d":"1,116"},521,{"v":227.74193548387098,"d":"228"},54,{"v":12.258064516129032,"d":"12"}]
[null,"Dif.",{"v":607.0967741935484,"d":"607"},{"v":803.2142857142857,"d":"803"},{"v":1043.225806451613,"d":"1,043"},{"v":1283,"d":"1,283"},{"v":1464.1935483870968,"d":"1,464"},{"v":1516.3333333333333,"d":"1,516"},{"v":1461.6129032258063,"d":"1,462"},{"v":1367.4193548387098,"d":"1,367"},{"v":1144,"d":"1,144"},900,667,{"v":546.7741935483871,"d":"547"}]
[null,"E",{"v":1273.225806451613,"d":"1,273"},{"v":1618.5714285714287,"d":"1,619"},{"v":2358.7096774193546,"d":"2,359"},{"v":2841.3333333333335,"d":"2,841"},{"v":3456.451612903226,"d":"3,456"},{"v":3772.6666666666665,"d":"3,773"},{"v":4130.645161290323,"d":"4,131"},{"v":3631.6129032258063,"d":"3,632"},{"v":2811.6666666666665,"d":"2,812"},{"v":2106.451612903226,"d":"2,106"},{"v":1450.3333333333333,"d":"1,450"},{"v":1113.8709677419354,"d":"1,114"}]
[null,"Dir.",{"v":666.1290322580645,"d":"666"},{"v":815.3571428571429,"d":"815"},{"v":1315.8064516129032,"d":"1,316"},{"v":1558.6666666666667,"d":"1,559"},{"v":1991.9354838709678,"d":"1,992"},{"v":2256.6666666666665,"d":"2,257"},{"v":2669.032258064516,"d":"2,669"},{"v":2264.1935483870966,"d":"2,264"},{"v":1667.6666666666667,"d":"1,668"},{"v":1206.4516129032259,"d":"1,206"},783,{"v":567.0967741935484,"d":"567"}]
[null,"Dif.",{"v":607.0967741935484,"d":"607"},{"v":803.2142857142857,"d":"803"},{"v":1043.225806451613,"d":"1,043"},{"v":1283,"d":"1,283"},{"v":1464.1935483870968,"d":"1,464"},{"v":1516.3333333333333,"d":"1,516"},{"v":1461.6129032258063,"d":"1,462"},{"v":1367.4193548387098,"d":"1,367"},{"v":1144,"d":"1,144"},900,667,{"v":546.7741935483871,"d":"547"}]
[null,"SE",{"v":2280.6451612903224,"d":"2,281"},{"v":2567.5,"d":"2,568"},{"v":3067.0967741935483,"d":"3,067"},{"v":3080.6666666666665,"d":"3,081"},{"v":3267.4193548387098,"d":"3,267"},{"v":3401.3333333333335,"d":"3,401"},{"v":3802.9032258064517,"d":"3,803"},{"v":3831.2903225806454,"d":"3,831"},{"v":3617,"d":"3,617"},{"v":3094.8387096774195,"d":"3,095"},{"v":2537,"d":"2,537"},{"v":2148.3870967741937,"d":"2,148"}]
[null,"Dir.",{"v":1673.5483870967741,"d":"1,674"},{"v":1764.2857142857142,"d":"1,764"},{"v":2024.1935483870968,"d":"2,024"},{"v":1798,"d":"1,798"},{"v":1803.225806451613,"d":"1,803"},{"v":1885,"d":"1,885"},{"v":2341.2903225806454,"d":"2,341"},{"v":2463.8709677419356,"d":"2,464"},{"v":2473,"d":"2,473"},{"v":2194.8387096774195,"d":"2,195"},{"v":1869.6666666666667,"d":"1,870"},{"v":1601.6129032258063,"d":"1,602"}]
[null,"Dif.",{"v":607.0967741935484,"d":"607"},{"v":803.2142857142857,"d":"803"},{"v":1043.225806451613,"d":"1,043"},{"v":1283,"d":"1,283"},{"v":1464.1935483870968,"d":"1,464"},{"v":1516.3333333333333,"d":"1,516"},{"v":1461.6129032258063,"d":"1,462"},{"v":1367.4193548387098,"d":"1,367"},{"v":1144,"d":"1,144"},900,667,{"v":546.7741935483871,"d":"547"}]
[null,"S",{"v":2953.548387096774,"d":"2,954"},{"v":3224.285714285714,"d":"3,224"},{"v":3361.935483870968,"d":"3,362"},{"v":2870.6666666666665,"d":"2,871"},{"v":2552.2580645161293,"d":"2,552"},{"v":2541.3333333333335,"d":"2,541"},{"v":2844.1935483870966,"d":"2,844"},{"v":3442.2580645161293,"d":"3,442"},{"v":3909.3333333333335,"d":"3,909"},{"v":3554.8387096774195,"d":"3,555"},{"v":3146.3333333333335,"d":"3,146"},{"v":2750,"d":"2,750"}]
[null,"Dir.",{"v":2346.451612903226,"d":"2,346"},{"v":2420.714285714286,"d":"2,421"},{"v":2319.032258064516,"d":"2,319"},{"v":1588,"d":"1,588"},{"v":1088.0645161290322,"d":"1,088"},{"v":1025,"d":"1,025"},{"v":1382.258064516129,"d":"1,382"},{"v":2075.1612903225805,"d":"2,075"},{"v":2765.6666666666665,"d":"2,766"},{"v":2654.8387096774195,"d":"2,655"},{"v":2479.3333333333335,"d":"2,479"},{"v":2203.2258064516127,"d":"2,203"}]
[null,"Dif.",{"v":607.0967741935484,"d":"607"},{"v":803.2142857142857,"d":"803"},{"v":1043.225806451613,"d":"1,043"},{"v":1283,"d":"1,283"},{"v":1464.1935483870968,"d":"1,464"},{"v":1516.3333333333333,"d":"1,516"},{"v":1461.6129032258063,"d":"1,462"},{"v":1367.4193548387098,"d":"1,367"},{"v":1144,"d":"1,144"},900,667,{"v":546.7741935483871,"d":"547"}]
[null,"SW",{"v":2333.8709677419356,"d":"2,334"},{"v":2690.3571428571427,"d":"2,690"},{"v":3048.3870967741937,"d":"3,048"},{"v":3097.3333333333335,"d":"3,097"},{"v":2925.1612903225805,"d":"2,925"},{"v":3273.3333333333335,"d":"3,273"},{"v":3587.7419354838707,"d":"3,588"},{"v":3922.2580645161293,"d":"3,922"},{"v":3664.3333333333335,"d":"3,664"},{"v":2883.8709677419356,"d":"2,884"},{"v":2415.3333333333335,"d":"2,415"},{"v":2084.1935483870966,"d":"2,084"}]
[null,"Dir.",{"v":1726.774193548387,"d":"1,727"},{"v":1886.7857142857142,"d":"1,887"},{"v":2005.1612903225807,"d":"2,005"},{"v":1814.3333333333333,"d":"1,814"},{"v":1460.6451612903227,"d":"1,461"},{"v":1757.3333333333333,"d":"1,757"},{"v":2125.8064516129034,"d":"2,126"},{"v":2554.8387096774195,"d":"2,555"},{"v":2520.3333333333335,"d":"2,520"},{"v":1983.8709677419354,"d":"1,984"},{"v":1748.3333333333333,"d":"1,748"},{"v":1537.4193548387098,"d":"1,537"}]
[null,"Dif.",{"v":607.0967741935484,"d":"607"},{"v":803.2142857142857,"d":"803"},{"v":1043.225806451613,"d":"1,043"},{"v":1283,"d":"1,283"},{"v":1464.1935483870968,"d":"1,464"},{"v":1516.3333333333333,"d":"1,516"},{"v":1461.6129032258063,"d":"1,462"},{"v":1367.4193548387098,"d":"1,367"},{"v":1144,"d":"1,144"},900,667,{"v":546.7741935483871,"d":"547"}]
[null,"W",{"v":1315.1612903225807,"d":"1,315"},{"v":1722.5,"d":"1,723"},{"v":2343.2258064516127,"d":"2,343"},{"v":2864,"d":"2,864"},{"v":2970.6451612903224,"d":"2,971"},{"v":3605,"d":"3,605"},{"v":3831.6129032258063,"d":"3,832"},{"v":3735.483870967742,"d":"3,735"},{"v":2875.6666666666665,"d":"2,876"},{"v":1935.1612903225807,"d":"1,935"},{"v":1367.3333333333333,"d":"1,367"},{"v":1067.741935483871,"d":"1,068"}]
[null,"Dir.",{"v":708.0645161290323,"d":"708"},{"v":918.9285714285714,"d":"919"},{"v":1300,"d":"1,300"},{"v":1581.3333333333333,"d":"1,581"},{"v":1506.4516129032259,"d":"1,506"},{"v":2089,"d":"2,089"},{"v":2370,"d":"2,370"},{"v":2368.064516129032,"d":"2,368"},{"v":1731.6666666666667,"d":"1,732"},{"v":1035.1612903225807,"d":"1,035"},{"v":700.3333333333334,"d":"700"},{"v":521.2903225806451,"d":"521"}]
[null,"Dif.",{"v":607.0967741935484,"d":"607"},{"v":803.2142857142857,"d":"803"},{"v":1043.225806451613,"d":"1,043"},{"v":1283,"d":"1,283"},{"v":1464.1935483870968,"d":"1,464"},{"v":1516.3333333333333,"d":"1,516"},{"v":1461.6129032258063,"d":"1,462"},{"v":1367.4193548387098,"d":"1,367"},{"v":1144,"d":"1,144"},900,667,{"v":546.7741935483871,"d":"547"}]
[null,"NW",{"v":651.2903225806451,"d":"651"},{"v":928.9285714285714,"d":"929"},{"v":1416.1290322580646,"d":"1,416"},{"v":2006.3333333333333,"d":"2,006"},{"v":2313.2258064516127,"d":"2,313"},{"v":2874,"d":"2,874"},{"v":2908.7096774193546,"d":"2,909"},{"v":2539.032258064516,"d":"2,539"},{"v":1708,"d":"1,708"},{"v":1096.4516129032259,"d":"1,096"},{"v":725.3333333333334,"d":"725"},{"v":557.741935483871,"d":"558"}]
[null,"Dir.",{"v":44.193548387096776,"d":"44"},{"v":125.71428571428571,"d":"126"},{"v":373.2258064516129,"d":"373"},{"v":723.3333333333334,"d":"723"},{"v":849.0322580645161,"d":"849"},{"v":1357.6666666666667,"d":"1,358"},{"v":1447.0967741935483,"d":"1,447"},{"v":1171.9354838709678,"d":"1,172"},564,{"v":196.4516129032258,"d":"196"},58,{"v":10.96774193548387,"d":"11"}]
[null,"Dif.",{"v":607.0967741935484,"d":"607"},{"v":803.2142857142857,"d":"803"},{"v":1043.225806451613,"d":"1,043"},{"v":1283,"d":"1,283"},{"v":1464.1935483870968,"d":"1,464"},{"v":1516.3333333333333,"d":"1,516"},{"v":1461.6129032258063,"d":"1,462"},{"v":1367.4193548387098,"d":"1,367"},{"v":1144,"d":"1,144"},900,667,{"v":546.7741935483871,"d":"547"}]
[null,"N",{"v":607.0967741935484,"d":"607"},{"v":803.2142857142857,"d":"803"},{"v":1043.225806451613,"d":"1,043"},{"v":1328.3333333333333,"d":"1,328"},{"v":1688.3870967741937,"d":"1,688"},{"v":1963,"d":"1,963"},{"v":1878.3870967741937,"d":"1,878"},{"v":1511.2903225806451,"d":"1,511"},{"v":1145.6666666666667,"d":"1,146"},900,667,{"v":546.7741935483871,"d":"547"}]
[null,"Dir.",0,0,0,{"v":45.666666666666664,"d":"46"},{"v":224.19354838709677,"d":"224"},447,{"v":416.7741935483871,"d":"417"},{"v":144.19354838709677,"d":"144"},{"v":1.6666666666666667,"d":"2"},0,0,0]
[null,"Dif.",{"v":607.0967741935484,"d":"607"},{"v":803.2142857142857,"d":"803"},{"v":1043.225806451613,"d":"1,043"},{"v":1283,"d":"1,283"},{"v":1464.1935483870968,"d":"1,464"},{"v":1516.3333333333333,"d":"1,516"},{"v":1461.6129032258063,"d":"1,462"},{"v":1367.4193548387098,"d":"1,367"},{"v":1144,"d":"1,144"},900,667,{"v":546.7741935483871,"d":"547"}]
[]
[null,"C3","Ene","Feb","Mar","Abr","May","Jun","Jul","Ago","Sep","Oct","Nov","Dic"]
[null,"Tª med",{"v":8.18736559139785,"d":"8.19"},{"v":9.308630952380954,"d":"9.31"},{"v":10.82258064516129,"d":"10.82"},{"v":12.331666666666665,"d":"12.33"},{"v":15.59825268817204,"d":"15.60"},{"v":20.832222222222217,"d":"20.83"},{"v":24.28965053763441,"d":"24.29"},{"v":24.486559139784944,"d":"24.49"},{"v":21.681388888888886,"d":"21.68"},{"v":16.090725806451616,"d":"16.09"},{"v":11.305972222222223,"d":"11.31"},{"v":8.867338709677417,"d":"8.87"}]
[null,"Tª min",{"v":4.612903225806451,"d":"4.61"},{"v":4.0321428571428575,"d":"4.03"},{"v":5.109677419354839,"d":"5.11"},{"v":6.913333333333333,"d":"6.91"},{"v":9.654838709677419,"d":"9.65"},{"v":13.629999999999999,"d":"13.63"},{"v":16.854838709677416,"d":"16.85"},{"v":17.483870967741936,"d":"17.48"},{"v":15.529999999999998,"d":"15.53"},{"v":11.13225806451613,"d":"11.13"},6.99,{"v":5.206451612903225,"d":"5.21"}]
[null,"Tª max",{"v":11.748387096774193,"d":"11.75"},{"v":14.157142857142858,"d":"14.16"},{"v":15.890322580645158,"d":"15.89"},17.01,{"v":20.48709677419355,"d":"20.49"},{"v":26.626666666666658,"d":"26.63"},{"v":30.416129032258063,"d":"30.42"},{"v":30.75483870967741,"d":"30.75"},{"v":27.116666666666667,"d":"27.12"},{"v":20.94838709677419,"d":"20.95"},{"v":15.496666666666666,"d":"15.50"},{"v":12.661290322580642,"d":"12.66"}]
[null,"HR %",{"v":74.79301075268818,"d":"74.79"},{"v":64.63095238095238,"d":"64.63"},{"v":60.1962365591398,"d":"60.20"},{"v":57.48888888888888,"d":"57.49"},{"v":57.2983870967742,"d":"57.30"},{"v":47.31527777777779,"d":"47.32"},{"v":40.32930107526881,"d":"40.33"},{"v":42.107526881720425,"d":"42.11"},49.65,{"v":62.442204301075265,"d":"62.44"},{"v":70.34999999999998,"d":"70.35"},{"v":73.88978494623656,"d":"73.89"}]
[null,"Radiacion Wh/m2 dia promedio"]
[null,"Horiz.",{"v":1825.8064516129032,"d":"1,826"},{"v":2526.785714285714,"d":"2,527"},{"v":3617.7419354838707,"d":"3,618"},{"v":4508,"d":"4,508"},{"v":5515.4838709677415,"d":"5,515"},{"v":6814.666666666667,"d":"6,815"},{"v":7107.741935483871,"d":"7,108"},{"v":6415.806451612903,"d":"6,416"},{"v":5040.333333333333,"d":"5,040"},{"v":3120.967741935484,"d":"3,121"},{"v":2072.3333333333335,"d":"2,072"},{"v":1586.774193548387,"d":"1,587"}]
[null,"Dir.",{"v":1116.4516129032259,"d":"1,116"},{"v":1614.2857142857142,"d":"1,614"},{"v":2470,"d":"2,470"},{"v":3105.3333333333335,"d":"3,105"},{"v":3932.5806451612902,"d":"3,933"},{"v":5609.333333333333,"d":"5,609"},{"v":6120,"d":"6,120"},{"v":5448.387096774193,"d":"5,448"},{"v":4098,"d":"4,098"},{"v":2182.5806451612902,"d":"2,183"},{"v":1318.3333333333333,"d":"1,318"},{"v":929.6774193548387,"d":"930"}]
[null,"Dif.",{"v":709.3548387096774,"d":"709"},{"v":912.5,"d":"913"},{"v":1147.741935483871,"d":"1,148"},{"v":1403,"d":"1,403"},{"v":1582.9032258064517,"d":"1,583"},{"v":1205.3333333333333,"d":"1,205"},{"v":987.741935483871,"d":"988"},{"v":967.741935483871,"d":"968"},{"v":942.3333333333334,"d":"942"},{"v":938.7096774193549,"d":"939"},754,{"v":657.0967741935484,"d":"657"}]
[null,"NE",{"v":644.8387096774194,"d":"645"},905,{"v":1419.6774193548388,"d":"1,420"},{"v":1990.6666666666667,"d":"1,991"},{"v":2657.7419354838707,"d":"2,658"},{"v":3070,"d":"3,070"},{"v":3130.6451612903224,"d":"3,131"},{"v":2560,"d":"2,560"},{"v":1877,"d":"1,877"},{"v":1111.9354838709678,"d":"1,112"},{"v":736.6666666666666,"d":"737"},{"v":560.9677419354839,"d":"561"}]
[null,"Dir.",{"v":37.74193548387097,"d":"38"},{"v":101.78571428571429,"d":"102"},{"v":376.4516129032258,"d":"376"},{"v":707.6666666666666,"d":"708"},{"v":1193.5483870967741,"d":"1,194"},{"v":1568.6666666666667,"d":"1,569"},{"v":1659.032258064516,"d":"1,659"},{"v":1199.3548387096773,"d":"1,199"},692,{"v":212.90322580645162,"d":"213"},68,{"v":11.935483870967742,"d":"12"}]
[null,"Dif.",{"v":607.0967741935484,"d":"607"},{"v":803.2142857142857,"d":"803"},{"v":1043.225806451613,"d":"1,043"},{"v":1283,"d":"1,283"},{"v":1464.1935483870968,"d":"1,464"},{"v":1501.6666666666667,"d":"1,502"},{"v":1471.6129032258063,"d":"1,472"},{"v":1360.6451612903227,"d":"1,361"},{"v":1185,"d":"1,185"},{"v":899.0322580645161,"d":"899"},{"v":668.6666666666666,"d":"669"},{"v":549.3548387096774,"d":"549"}]
[null,"E",{"v":1273.225806451613,"d":"1,273"},{"v":1618.5714285714287,"d":"1,619"},{"v":2358.7096774193546,"d":"2,359"},{"v":2841.3333333333335,"d":"2,841"},{"v":3456.451612903226,"d":"3,456"},{"v":3924.3333333333335,"d":"3,924"},{"v":4149.032258064516,"d":"4,149"},{"v":3817.0967741935483,"d":"3,817"},{"v":3182.6666666666665,"d":"3,183"},{"v":2093.2258064516127,"d":"2,093"},{"v":1474.3333333333333,"d":"1,474"},{"v":1100.6451612903227,"d":"1,101"}]
[null,"Dir.",{"v":666.1290322580645,"d":"666"},{"v":815.3571428571429,"d":"815"},{"v":1315.8064516129032,"d":"1,316"},{"v":1558.6666666666667,"d":"1,559"},{"v":1991.9354838709678,"d":"1,992"},{"v":2422.6666666666665,"d":"2,423"},{"v":2677.4193548387098,"d":"2,677"},{"v":2456.7741935483873,"d":"2,457"},{"v":1997.6666666666667,"d":"1,998"},{"v":1194.1935483870968,"d":"1,194"},{"v":805.6666666666666,"d":"806"},{"v":551.2903225806451,"d":"551"}]
[null,"Dif.",{"v":607.0967741935484,"d":"607"},{"v":803.2142857142857,"d":"803"},{"v":1043.225806451613,"d":"1,043"},{"v":1283,"d":"1,283"},{"v":1464.1935483870968,"d":"1,464"},{"v":1501.6666666666667,"d":"1,502"},{"v":1471.6129032258063,"d":"1,472"},{"v":1360.6451612903227,"d":"1,361"},{"v":1185,"d":"1,185"},{"v":899.0322580645161,"d":"899"},{"v":668.6666666666666,"d":"669"},{"v":549.3548387096774,"d":"549"}]
[null,"SE",{"v":2280.6451612903224,"d":"2,281"},{"v":2567.5,"d":"2,568"},{"v":3067.0967741935483,"d":"3,067"},{"v":3080.6666666666665,"d":"3,081"},{"v":3267.4193548387098,"d":"3,267"},{"v":3538.3333333333335,"d":"3,538"},{"v":3828.7096774193546,"d":"3,829"},{"v":4030,"d":"4,030"},{"v":3967.6666666666665,"d":"3,968"},{"v":3065.1612903225805,"d":"3,065"},{"v":2585.3333333333335,"d":"2,585"},{"v":2126.451612903226,"d":"2,126"}]
[null,"Dir.",{"v":1673.5483870967741,"d":"1,674"},{"v":1764.2857142857142,"d":"1,764"},{"v":2024.1935483870968,"d":"2,024"},{"v":1798,"d":"1,798"},{"v":1803.225806451613,"d":"1,803"},{"v":2036.6666666666667,"d":"2,037"},{"v":2357.0967741935483,"d":"2,357"},{"v":2669.3548387096776,"d":"2,669"},{"v":2782.6666666666665,"d":"2,783"},{"v":2166.1290322580644,"d":"2,166"},{"v":1916.6666666666667,"d":"1,917"},{"v":1577.0967741935483,"d":"1,577"}]
[null,"Dif.",{"v":607.0967741935484,"d":"607"},{"v":803.2142857142857,"d":"803"},{"v":1043.225806451613,"d":"1,043"},{"v":1283,"d":"1,283"},{"v":1464.1935483870968,"d":"1,464"},{"v":1501.6666666666667,"d":"1,502"},{"v":1471.6129032258063,"d":"1,472"},{"v":1360.6451612903227,"d":"1,361"},{"v":1185,"d":"1,185"},{"v":899.0322580645161,"d":"899"},{"v":668.6666666666666,"d":"669"},{"v":549.3548387096774,"d":"549"}]
[null,"S",{"v":2953.548387096774,"d":"2,954"},{"v":3224.285714285714,"d":"3,224"},{"v":3361.935483870968,"d":"3,362"},{"v":2870.6666666666665,"d":"2,871"},{"v":2552.2580645161293,"d":"2,552"},{"v":2631.3333333333335,"d":"2,631"},{"v":2882.9032258064517,"d":"2,883"},{"v":3537.4193548387098,"d":"3,537"},{"v":4080.6666666666665,"d":"4,081"},{"v":3548.7096774193546,"d":"3,549"},{"v":3194.6666666666665,"d":"3,195"},{"v":2759.6774193548385,"d":"2,760"}]
[null,"Dir.",{"v":2346.451612903226,"d":"2,346"},{"v":2420.714285714286,"d":"2,421"},{"v":2319.032258064516,"d":"2,319"},{"v":1588,"d":"1,588"},{"v":1088.0645161290322,"d":"1,088"},{"v":1129.6666666666667,"d":"1,130"},{"v":1411.2903225806451,"d":"1,411"},{"v":2176.7741935483873,"d":"2,177"},{"v":2895.6666666666665,"d":"2,896"},{"v":2650,"d":"2,650"},{"v":2526,"d":"2,526"},{"v":2210.3225806451615,"d":"2,210"}]
[null,"Dif.",{"v":607.0967741935484,"d":"607"},{"v":803.2142857142857,"d":"803"},{"v":1043.225806451613,"d":"1,043"},{"v":1283,"d":"1,283"},{"v":1464.1935483870968,"d":"1,464"},{"v":1501.6666666666667,"d":"1,502"},{"v":1471.6129032258063,"d":"1,472"},{"v":1360.6451612903227,"d":"1,361"},{"v":1185,"d":"1,185"},{"v":899.0322580645161,"d":"899"},{"v":668.6666666666666,"d":"669"},{"v":549.3548387096774,"d":"549"}]
[null,"SW",{"v":2333.8709677419356,"d":"2,334"},{"v":2690.3571428571427,"d":"2,690"},{"v":3048.3870967741937,"d":"3,048"},{"v":3097.3333333333335,"d":"3,097"},{"v":2925.1612903225805,"d":"2,925"},{"v":3419.6666666666665,"d":"3,420"},{"v":3731.935483870968,"d":"3,732"},{"v":3827.7419354838707,"d":"3,828"},{"v":3844.3333333333335,"d":"3,844"},{"v":2884.8387096774195,"d":"2,885"},{"v":2451,"d":"2,451"},{"v":2122.2580645161293,"d":"2,122"}]
[null,"Dir.",{"v":1726.774193548387,"d":"1,727"},{"v":1886.7857142857142,"d":"1,887"},{"v":2005.1612903225807,"d":"2,005"},{"v":1814.3333333333333,"d":"1,814"},{"v":1460.6451612903227,"d":"1,461"},{"v":1918,"d":"1,918"},{"v":2260.3225806451615,"d":"2,260"},{"v":2467.0967741935483,"d":"2,467"},{"v":2659.3333333333335,"d":"2,659"},{"v":1985.8064516129032,"d":"1,986"},{"v":1782.3333333333333,"d":"1,782"},{"v":1572.9032258064517,"d":"1,573"}]
[null,"Dif.",{"v":607.0967741935484,"d":"607"},{"v":803.2142857142857,"d":"803"},{"v":1043.225806451613,"d":"1,043"},{"v":1283,"d":"1,283"},{"v":1464.1935483870968,"d":"1,464"},{"v":1501.6666666666667,"d":"1,502"},{"v":1471.6129032258063,"d":"1,472"},{"v":1360.6451612903227,"d":"1,361"},{"v":1185,"d":"1,185"},{"v":899.0322580645161,"d":"899"},{"v":668.6666666666666,"d":"669"},{"v":549.3548387096774,"d":"549"}]
[null,"W",{"v":1315.1612903225807,"d":"1,315"},{"v":1722.5,"d":"1,723"},{"v":2343.2258064516127,"d":"2,343"},{"v":2864,"d":"2,864"},{"v":2970.6451612903224,"d":"2,971"},{"v":3754.3333333333335,"d":"3,754"},{"v":4039.3548387096776,"d":"4,039"},{"v":3560.3225806451615,"d":"3,560"},{"v":3071.6666666666665,"d":"3,072"},{"v":1950.967741935484,"d":"1,951"},{"v":1372.6666666666667,"d":"1,373"},{"v":1098.0645161290322,"d":"1,098"}]
[null,"Dir.",{"v":708.0645161290323,"d":"708"},{"v":918.9285714285714,"d":"919"},{"v":1300,"d":"1,300"},{"v":1581.3333333333333,"d":"1,581"},{"v":1506.4516129032259,"d":"1,506"},{"v":2252.6666666666665,"d":"2,253"},{"v":2567.7419354838707,"d":"2,568"},{"v":2199.6774193548385,"d":"2,200"},{"v":1886.6666666666667,"d":"1,887"},{"v":1051.9354838709678,"d":"1,052"},704,{"v":548.7096774193549,"d":"549"}]
[null,"Dif.",{"v":607.0967741935484,"d":"607"},{"v":803.2142857142857,"d":"803"},{"v":1043.225806451613,"d":"1,043"},{"v":1283,"d":"1,283"},{"v":1464.1935483870968,"d":"1,464"},{"v":1501.6666666666667,"d":"1,502"},{"v":1471.6129032258063,"d":"1,472"},{"v":1360.6451612903227,"d":"1,361"},{"v":1185,"d":"1,185"},{"v":899.0322580645161,"d":"899"},{"v":668.6666666666666,"d":"669"},{"v":549.3548387096774,"d":"549"}]
[null,"NW",{"v":651.2903225806451,"d":"651"},{"v":928.9285714285714,"d":"929"},{"v":1416.1290322580646,"d":"1,416"},{"v":2006.3333333333333,"d":"2,006"},{"v":2313.2258064516127,"d":"2,313"},{"v":2948.3333333333335,"d":"2,948"},{"v":3072.2580645161293,"d":"3,072"},{"v":2398.7096774193546,"d":"2,399"},{"v":1843.3333333333333,"d":"1,843"},{"v":1090.6451612903227,"d":"1,091"},{"v":727.3333333333334,"d":"727"},{"v":561.6129032258065,"d":"562"}]
[null,"Dir.",{"v":44.193548387096776,"d":"44"},{"v":125.71428571428571,"d":"126"},{"v":373.2258064516129,"d":"373"},{"v":723.3333333333334,"d":"723"},{"v":849.0322580645161,"d":"849"},{"v":1446.6666666666667,"d":"1,447"},{"v":1600.6451612903227,"d":"1,601"},{"v":1038.3870967741934,"d":"1,038"},{"v":658.3333333333334,"d":"658"},{"v":191.61290322580646,"d":"192"},{"v":58.666666666666664,"d":"59"},{"v":12.258064516129032,"d":"12"}]
[null,"Dif.",{"v":607.0967741935484,"d":"607"},{"v":803.2142857142857,"d":"803"},{"v":1043.225806451613,"d":"1,043"},{"v":1283,"d":"1,283"},{"v":1464.1935483870968,"d":"1,464"},{"v":1501.6666666666667,"d":"1,502"},{"v":1471.6129032258063,"d":"1,472"},{"v":1360.6451612903227,"d":"1,361"},{"v":1185,"d":"1,185"},{"v":899.0322580645161,"d":"899"},{"v":668.6666666666666,"d":"669"},{"v":549.3548387096774,"d":"549"}]
[null,"N",{"v":607.0967741935484,"d":"607"},{"v":803.2142857142857,"d":"803"},{"v":1043.225806451613,"d":"1,043"},{"v":1328.3333333333333,"d":"1,328"},{"v":1688.3870967741937,"d":"1,688"},{"v":1967,"d":"1,967"},{"v":1922.9032258064517,"d":"1,923"},{"v":1487.741935483871,"d":"1,488"},{"v":1187.6666666666667,"d":"1,188"},{"v":899.0322580645161,"d":"899"},{"v":668.6666666666666,"d":"669"},{"v":549.3548387096774,"d":"549"}]
[null,"Dir.",0,0,0,{"v":45.666666666666664,"d":"46"},{"v":224.19354838709677,"d":"224"},{"v":465.3333333333333,"d":"465"},{"v":451.2903225806452,"d":"451"},{"v":127.09677419354838,"d":"127"},{"v":2.6666666666666665,"d":"3"},0,0,0]
[null,"Dif.",{"v":607.0967741935484,"d":"607"},{"v":803.2142857142857,"d":"803"},{"v":1043.225806451613,"d":"1,043"},{"v":1283,"d":"1,283"},{"v":1464.1935483870968,"d":"1,464"},{"v":1501.6666666666667,"d":"1,502"},{"v":1471.6129032258063,"d":"1,472"},{"v":1360.6451612903227,"d":"1,361"},{"v":1185,"d":"1,185"},{"v":899.0322580645161,"d":"899"},{"v":668.6666666666666,"d":"669"},{"v":548.3870967741935,"d":"548"}]
[]
[null,"C4","Ene","Feb","Mar","Abr","May","Jun","Jul","Ago","Sep","Oct","Nov","Dic"]
[null,"Tª med",{"v":8.18736559139785,"d":"8.19"},{"v":9.308630952380954,"d":"9.31"},{"v":10.82258064516129,"d":"10.82"},{"v":12.331666666666665,"d":"12.33"},{"v":15.598924731182793,"d":"15.60"},{"v":22.302222222222223,"d":"22.30"},{"v":26.27284946236559,"d":"26.27"},{"v":26.185483870967744,"d":"26.19"},{"v":23.156944444444445,"d":"23.16"},{"v":16.09032258064516,"d":"16.09"},{"v":11.305555555555557,"d":"11.31"},{"v":8.870161290322581,"d":"8.87"}]
[null,"Tª min",{"v":4.612903225806451,"d":"4.61"},{"v":4.0321428571428575,"d":"4.03"},{"v":5.109677419354839,"d":"5.11"},{"v":6.913333333333333,"d":"6.91"},{"v":9.648387096774194,"d":"9.65"},{"v":15.096666666666668,"d":"15.10"},{"v":18.883870967741935,"d":"18.88"},{"v":19.14838709677419,"d":"19.15"},{"v":17.013333333333335,"d":"17.01"},{"v":11.06774193548387,"d":"11.07"},{"v":7.036666666666666,"d":"7.04"},{"v":5.20322580645161,"d":"5.20"}]
[null,"Tª max",{"v":11.748387096774193,"d":"11.75"},{"v":14.157142857142858,"d":"14.16"},{"v":15.890322580645158,"d":"15.89"},17.01,{"v":20.480645161290326,"d":"20.48"},{"v":27.913333333333338,"d":"27.91"},{"v":32.24516129032257,"d":"32.25"},{"v":32.383870967741935,"d":"32.38"},{"v":28.55999999999999,"d":"28.56"},{"v":21.04838709677419,"d":"21.05"},{"v":15.576666666666663,"d":"15.58"},{"v":12.661290322580646,"d":"12.66"}]
[null,"HR %",{"v":74.75000000000001,"d":"74.75"},{"v":66.17708333333333,"d":"66.18"},{"v":62.2513440860215,"d":"62.25"},{"v":59.3375,"d":"59.34"},{"v":58.944892473118266,"d":"58.94"},{"v":50.74444444444445,"d":"50.74"},{"v":42.29435483870967,"d":"42.29"},{"v":43.84139784946236,"d":"43.84"},{"v":52.640277777777776,"d":"52.64"},{"v":63.6747311827957,"d":"63.67"},{"v":71.42361111111111,"d":"71.42"},{"v":74.15591397849462,"d":"74.16"}]
[null,"Radiacion Wh/m2 dia promedio"]
[null,"Horiz.",{"v":1825.8064516129032,"d":"1,826"},{"v":2526.785714285714,"d":"2,527"},{"v":3617.7419354838707,"d":"3,618"},{"v":4508,"d":"4,508"},{"v":5515.4838709677415,"d":"5,515"},{"v":7156,"d":"7,156"},{"v":7591.935483870968,"d":"7,592"},{"v":6849.677419354839,"d":"6,850"},{"v":5248.333333333333,"d":"5,248"},{"v":3119.032258064516,"d":"3,119"},{"v":2072,"d":"2,072"},{"v":1587.0967741935483,"d":"1,587"}]
[null,"Dir.",{"v":1116.4516129032259,"d":"1,116"},{"v":1614.2857142857142,"d":"1,614"},{"v":2470,"d":"2,470"},{"v":3105.3333333333335,"d":"3,105"},{"v":3932.5806451612902,"d":"3,933"},{"v":5998,"d":"5,998"},{"v":6695.806451612903,"d":"6,696"},{"v":6003.548387096775,"d":"6,004"},{"v":4284.666666666666,"d":"4,285"},{"v":2156.1290322580644,"d":"2,156"},{"v":1315.6666666666667,"d":"1,316"},{"v":922.9032258064516,"d":"923"}]
[null,"Dif.",{"v":709.3548387096774,"d":"709"},{"v":912.5,"d":"913"},{"v":1147.741935483871,"d":"1,148"},{"v":1403,"d":"1,403"},{"v":1582.9032258064517,"d":"1,583"},{"v":1158.3333333333333,"d":"1,158"},{"v":896.1290322580645,"d":"896"},{"v":845.8064516129032,"d":"846"},{"v":963.6666666666666,"d":"964"},{"v":963.2258064516129,"d":"963"},{"v":756.3333333333334,"d":"756"},{"v":664.1935483870968,"d":"664"}]
[null,"NE",{"v":644.8387096774194,"d":"645"},905,{"v":1419.6774193548388,"d":"1,420"},{"v":1990.6666666666667,"d":"1,991"},{"v":2657.7419354838707,"d":"2,658"},{"v":3223.3333333333335,"d":"3,223"},{"v":3283.2258064516127,"d":"3,283"},{"v":2715.1612903225805,"d":"2,715"},{"v":1930.3333333333333,"d":"1,930"},{"v":1057.741935483871,"d":"1,058"},{"v":706.3333333333334,"d":"706"},{"v":559.6774193548387,"d":"560"}]
[null,"Dir.",{"v":37.74193548387097,"d":"38"},{"v":101.78571428571429,"d":"102"},{"v":376.4516129032258,"d":"376"},{"v":707.6666666666666,"d":"708"},{"v":1193.5483870967741,"d":"1,194"},{"v":1676.3333333333333,"d":"1,676"},{"v":1788.0645161290322,"d":"1,788"},{"v":1331.2903225806451,"d":"1,331"},{"v":721.3333333333334,"d":"721"},{"v":159.03225806451613,"d":"159"},40,{"v":13.548387096774194,"d":"14"}]
[null,"Dif.",{"v":607.0967741935484,"d":"607"},{"v":803.2142857142857,"d":"803"},{"v":1043.225806451613,"d":"1,043"},{"v":1283,"d":"1,283"},{"v":1464.1935483870968,"d":"1,464"},{"v":1547,"d":"1,547"},{"v":1495.1612903225807,"d":"1,495"},{"v":1383.8709677419354,"d":"1,384"},{"v":1209,"d":"1,209"},{"v":898.7096774193549,"d":"899"},{"v":666.3333333333334,"d":"666"},{"v":546.1290322580645,"d":"546"}]
[null,"E",{"v":1273.225806451613,"d":"1,273"},{"v":1618.5714285714287,"d":"1,619"},{"v":2358.7096774193546,"d":"2,359"},{"v":2841.3333333333335,"d":"2,841"},{"v":3456.451612903226,"d":"3,456"},{"v":4109,"d":"4,109"},{"v":4400.322580645161,"d":"4,400"},{"v":4088.7096774193546,"d":"4,089"},{"v":3294.3333333333335,"d":"3,294"},{"v":1873.8709677419354,"d":"1,874"},{"v":1361.6666666666667,"d":"1,362"},{"v":1122.5806451612902,"d":"1,123"}]
[null,"Dir.",{"v":666.1290322580645,"d":"666"},{"v":815.3571428571429,"d":"815"},{"v":1315.8064516129032,"d":"1,316"},{"v":1558.6666666666667,"d":"1,559"},{"v":1991.9354838709678,"d":"1,992"},{"v":2562,"d":"2,562"},{"v":2905.1612903225805,"d":"2,905"},{"v":2704.8387096774195,"d":"2,705"},{"v":2085.3333333333335,"d":"2,085"},{"v":975.1612903225806,"d":"975"},{"v":695.3333333333334,"d":"695"},{"v":576.4516129032259,"d":"576"}]
[null,"Dif.",{"v":607.0967741935484,"d":"607"},{"v":803.2142857142857,"d":"803"},{"v":1043.225806451613,"d":"1,043"},{"v":1283,"d":"1,283"},{"v":1464.1935483870968,"d":"1,464"},{"v":1547,"d":"1,547"},{"v":1495.1612903225807,"d":"1,495"},{"v":1383.8709677419354,"d":"1,384"},{"v":1209,"d":"1,209"},{"v":898.7096774193549,"d":"899"},{"v":666.3333333333334,"d":"666"},{"v":546.1290322580645,"d":"546"}]
[null,"SE",{"v":2280.6451612903224,"d":"2,281"},{"v":2567.5,"d":"2,568"},{"v":3067.0967741935483,"d":"3,067"},{"v":3080.6666666666665,"d":"3,081"},{"v":3267.4193548387098,"d":"3,267"},{"v":3679.6666666666665,"d":"3,680"},{"v":4064.8387096774195,"d":"4,065"},{"v":4314.8387096774195,"d":"4,315"},{"v":4139,"d":"4,139"},{"v":2889.3548387096776,"d":"2,889"},{"v":2512,"d":"2,512"},{"v":2140,"d":"2,140"}]
[null,"Dir.",{"v":1673.5483870967741,"d":"1,674"},{"v":1764.2857142857142,"d":"1,764"},{"v":2024.1935483870968,"d":"2,024"},{"v":1798,"d":"1,798"},{"v":1803.225806451613,"d":"1,803"},{"v":2132.6666666666665,"d":"2,133"},{"v":2569.6774193548385,"d":"2,570"},{"v":2930.967741935484,"d":"2,931"},{"v":2930.3333333333335,"d":"2,930"},{"v":1990.6451612903227,"d":"1,991"},{"v":1845.6666666666667,"d":"1,846"},{"v":1593.8709677419354,"d":"1,594"}]
[null,"Dif.",{"v":607.0967741935484,"d":"607"},{"v":803.2142857142857,"d":"803"},{"v":1043.225806451613,"d":"1,043"},{"v":1283,"d":"1,283"},{"v":1464.1935483870968,"d":"1,464"},{"v":1547,"d":"1,547"},{"v":1495.1612903225807,"d":"1,495"},{"v":1383.8709677419354,"d":"1,384"},{"v":1209,"d":"1,209"},{"v":898.7096774193549,"d":"899"},{"v":666.3333333333334,"d":"666"},{"v":546.1290322580645,"d":"546"}]
[null,"S",{"v":2953.548387096774,"d":"2,954"},{"v":3224.285714285714,"d":"3,224"},{"v":3361.935483870968,"d":"3,362"},{"v":2870.6666666666665,"d":"2,871"},{"v":2552.2580645161293,"d":"2,552"},{"v":2721.6666666666665,"d":"2,722"},{"v":3059.3548387096776,"d":"3,059"},{"v":3774.516129032258,"d":"3,775"},{"v":4289.666666666667,"d":"4,290"},{"v":3606.1290322580644,"d":"3,606"},{"v":3252,"d":"3,252"},{"v":2729.6774193548385,"d":"2,730"}]
[null,"Dir.",{"v":2346.451612903226,"d":"2,346"},{"v":2420.714285714286,"d":"2,421"},{"v":2319.032258064516,"d":"2,319"},{"v":1588,"d":"1,588"},{"v":1088.0645161290322,"d":"1,088"},{"v":1174.6666666666667,"d":"1,175"},{"v":1563.8709677419354,"d":"1,564"},{"v":2390.3225806451615,"d":"2,390"},{"v":3080.6666666666665,"d":"3,081"},{"v":2707.0967741935483,"d":"2,707"},{"v":2585.6666666666665,"d":"2,586"},{"v":2183.548387096774,"d":"2,184"}]
[null,"Dif.",{"v":607.0967741935484,"d":"607"},{"v":803.2142857142857,"d":"803"},{"v":1043.225806451613,"d":"1,043"},{"v":1283,"d":"1,283"},{"v":1464.1935483870968,"d":"1,464"},{"v":1547,"d":"1,547"},{"v":1495.1612903225807,"d":"1,495"},{"v":1383.8709677419354,"d":"1,384"},{"v":1209,"d":"1,209"},{"v":898.7096774193549,"d":"899"},{"v":666.3333333333334,"d":"666"},{"v":546.1290322580645,"d":"546"}]
[null,"SW",{"v":2333.8709677419356,"d":"2,334"},{"v":2690.3571428571427,"d":"2,690"},{"v":3048.3870967741937,"d":"3,048"},{"v":3097.3333333333335,"d":"3,097"},{"v":2925.1612903225805,"d":"2,925"},{"v":3671.6666666666665,"d":"3,672"},{"v":3925.1612903225805,"d":"3,925"},{"v":4201.612903225807,"d":"4,202"},{"v":3991,"d":"3,991"},{"v":3075.483870967742,"d":"3,075"},{"v":2570.6666666666665,"d":"2,571"},{"v":2064.8387096774195,"d":"2,065"}]
[null,"Dir.",{"v":1726.774193548387,"d":"1,727"},{"v":1886.7857142857142,"d":"1,887"},{"v":2005.1612903225807,"d":"2,005"},{"v":1814.3333333333333,"d":"1,814"},{"v":1460.6451612903227,"d":"1,461"},{"v":2124.6666666666665,"d":"2,125"},{"v":2430,"d":"2,430"},{"v":2817.7419354838707,"d":"2,818"},{"v":2782,"d":"2,782"},{"v":2176.7741935483873,"d":"2,177"},{"v":1904.3333333333333,"d":"1,904"},{"v":1518.7096774193549,"d":"1,519"}]
[null,"Dif.",{"v":607.0967741935484,"d":"607"},{"v":803.2142857142857,"d":"803"},{"v":1043.225806451613,"d":"1,043"},{"v":1283,"d":"1,283"},{"v":1464.1935483870968,"d":"1,464"},{"v":1547,"d":"1,547"},{"v":1495.1612903225807,"d":"1,495"},{"v":1383.8709677419354,"d":"1,384"},{"v":1209,"d":"1,209"},{"v":898.7096774193549,"d":"899"},{"v":666.3333333333334,"d":"666"},{"v":546.1290322580645,"d":"546"}]
[null,"W",{"v":1315.1612903225807,"d":"1,315"},{"v":1722.5,"d":"1,723"},{"v":2343.2258064516127,"d":"2,343"},{"v":2864,"d":"2,864"},{"v":2970.6451612903224,"d":"2,971"},{"v":4105,"d":"4,105"},{"v":4196.129032258065,"d":"4,196"},{"v":3954.8387096774195,"d":"3,955"},{"v":3130,"d":"3,130"},{"v":2020.3225806451612,"d":"2,020"},{"v":1412.6666666666667,"d":"1,413"},{"v":1067.741935483871,"d":"1,068"}]
[null,"Dir.",{"v":708.0645161290323,"d":"708"},{"v":918.9285714285714,"d":"919"},{"v":1300,"d":"1,300"},{"v":1581.3333333333333,"d":"1,581"},{"v":1506.4516129032259,"d":"1,506"},{"v":2558,"d":"2,558"},{"v":2700.967741935484,"d":"2,701"},{"v":2570.967741935484,"d":"2,571"},{"v":1921.3333333333333,"d":"1,921"},{"v":1121.2903225806451,"d":"1,121"},{"v":746.3333333333334,"d":"746"},{"v":521.6129032258065,"d":"522"}]
[null,"Dif.",{"v":607.0967741935484,"d":"607"},{"v":803.2142857142857,"d":"803"},{"v":1043.225806451613,"d":"1,043"},{"v":1283,"d":"1,283"},{"v":1464.1935483870968,"d":"1,464"},{"v":1547,"d":"1,547"},{"v":1495.1612903225807,"d":"1,495"},{"v":1383.8709677419354,"d":"1,384"},{"v":1209,"d":"1,209"},{"v":898.7096774193549,"d":"899"},{"v":666.3333333333334,"d":"666"},{"v":546.1290322580645,"d":"546"}]
[null,"NW",{"v":651.2903225806451,"d":"651"},{"v":928.9285714285714,"d":"929"},{"v":1416.1290322580646,"d":"1,416"},{"v":2006.3333333333333,"d":"2,006"},{"v":2313.2258064516127,"d":"2,313"},{"v":3226,"d":"3,226"},{"v":3134.1935483870966,"d":"3,134"},{"v":2639.032258064516,"d":"2,639"},{"v":1846,"d":"1,846"},{"v":1078.7096774193549,"d":"1,079"},{"v":719.6666666666666,"d":"720"},{"v":557.4193548387096,"d":"557"}]
[null,"Dir.",{"v":44.193548387096776,"d":"44"},{"v":125.71428571428571,"d":"126"},{"v":373.2258064516129,"d":"373"},{"v":723.3333333333334,"d":"723"},{"v":849.0322580645161,"d":"849"},{"v":1679,"d":"1,679"},{"v":1638.7096774193549,"d":"1,639"},{"v":1254.8387096774193,"d":"1,255"},{"v":637.3333333333334,"d":"637"},180,{"v":53.333333333333336,"d":"53"},{"v":11.290322580645162,"d":"11"}]
[null,"Dif.",{"v":607.0967741935484,"d":"607"},{"v":803.2142857142857,"d":"803"},{"v":1043.225806451613,"d":"1,043"},{"v":1283,"d":"1,283"},{"v":1464.1935483870968,"d":"1,464"},{"v":1547,"d":"1,547"},{"v":1495.1612903225807,"d":"1,495"},{"v":1383.8709677419354,"d":"1,384"},{"v":1209,"d":"1,209"},{"v":898.7096774193549,"d":"899"},{"v":666.3333333333334,"d":"666"},{"v":546.1290322580645,"d":"546"}]
[null,"N",{"v":607.0967741935484,"d":"607"},{"v":803.2142857142857,"d":"803"},{"v":1043.225806451613,"d":"1,043"},{"v":1328.3333333333333,"d":"1,328"},{"v":1688.3870967741937,"d":"1,688"},{"v":2084,"d":"2,084"},{"v":1947.0967741935483,"d":"1,947"},{"v":1538.0645161290322,"d":"1,538"},{"v":1211,"d":"1,211"},{"v":898.7096774193549,"d":"899"},{"v":666.3333333333334,"d":"666"},{"v":546.1290322580645,"d":"546"}]
[null,"Dir.",0,0,0,{"v":45.666666666666664,"d":"46"},{"v":224.19354838709677,"d":"224"},537,{"v":451.93548387096774,"d":"452"},{"v":154.19354838709677,"d":"154"},{"v":2.3333333333333335,"d":"2"},0,0,0]
[null,"Dif.",{"v":607.0967741935484,"d":"607"},{"v":803.2142857142857,"d":"803"},{"v":1043.225806451613,"d":"1,043"},{"v":1283,"d":"1,283"},{"v":1464.1935483870968,"d":"1,464"},{"v":1547,"d":"1,547"},{"v":1495.1612903225807,"d":"1,495"},{"v":1383.8709677419354,"d":"1,384"},{"v":1209,"d":"1,209"},{"v":898.7096774193549,"d":"899"},{"v":666.3333333333334,"d":"666"},{"v":546.1290322580645,"d":"546"}]
[]
[null,"D1","Ene","Feb","Mar","Abr","May","Jun","Jul","Ago","Sep","Oct","Nov","Dic"]
[null,"Tª med",{"v":4.878629032258065,"d":"4.88"},{"v":6.413690476190475,"d":"6.41"},{"v":8.327016129032257,"d":"8.33"},{"v":10.552777777777777,"d":"10.55"},{"v":14.405913978494626,"d":"14.41"},{"v":16.088888888888892,"d":"16.09"},{"v":19.28790322580645,"d":"19.29"},{"v":19.285618279569892,"d":"19.29"},{"v":17.14652777777778,"d":"17.15"},{"v":13.792204301075273,"d":"13.79"},{"v":8.150416666666667,"d":"8.15"},{"v":5.271236559139786,"d":"5.27"}]
[null,"Tª min",{"v":1.1806451612903224,"d":"1.18"},{"v":1.0571428571428574,"d":"1.06"},{"v":2.6548387096774198,"d":"2.65"},{"v":5.086666666666667,"d":"5.09"},{"v":8.490322580645161,"d":"8.49"},{"v":9.036666666666665,"d":"9.04"},{"v":11.90322580645161,"d":"11.90"},{"v":12.290322580645162,"d":"12.29"},{"v":11.193333333333333,"d":"11.19"},{"v":8.74516129032258,"d":"8.75"},{"v":3.866666666666668,"d":"3.87"},{"v":1.6774193548387095,"d":"1.68"}]
[null,"Tª max",{"v":8.570967741935483,"d":"8.57"},{"v":11.371428571428572,"d":"11.37"},{"v":13.503225806451615,"d":"13.50"},{"v":15.433333333333335,"d":"15.43"},{"v":19.387096774193548,"d":"19.39"},{"v":21.700000000000003,"d":"21.70"},{"v":25.419354838709676,"d":"25.42"},{"v":25.461290322580645,"d":"25.46"},{"v":22.316666666666666,"d":"22.32"},{"v":18.67741935483871,"d":"18.68"},{"v":12.273333333333333,"d":"12.27"},{"v":9.04516129032258,"d":"9.05"}]
[null,"HR %",{"v":74.76881720430107,"d":"74.77"},64.25,{"v":60.266129032258085,"d":"60.27"},{"v":57.36805555555555,"d":"57.37"},{"v":57.19758064516128,"d":"57.20"},{"v":47.191666666666656,"d":"47.19"},{"v":40.438172043010766,"d":"40.44"},{"v":42.104838709677416,"d":"42.10"},{"v":49.44583333333335,"d":"49.45"},{"v":62.62096774193548,"d":"62.62"},{"v":70.11805555555556,"d":"70.12"},{"v":74.01881720430107,"d":"74.02"}]
[null,"Radiacion Wh/m2 dia promedio"]
[null,"Horiz.",{"v":1740.3225806451612,"d":"1,740"},{"v":2628.5714285714284,"d":"2,629"},{"v":3722.9032258064517,"d":"3,723"},{"v":4747.333333333333,"d":"4,747"},{"v":5802.580645161291,"d":"5,803"},{"v":5984.333333333333,"d":"5,984"},{"v":6316.129032258064,"d":"6,316"},{"v":5634.5161290322585,"d":"5,635"},{"v":4223.333333333333,"d":"4,223"},{"v":3234.1935483870966,"d":"3,234"},{"v":2053.3333333333335,"d":"2,053"},{"v":1513.225806451613,"d":"1,513"}]
[null,"Dir.",{"v":1060.967741935484,"d":"1,061"},{"v":1803.5714285714287,"d":"1,804"},{"v":2648.064516129032,"d":"2,648"},{"v":3487.6666666666665,"d":"3,488"},{"v":4448.387096774193,"d":"4,448"},{"v":4459.666666666667,"d":"4,460"},{"v":5017.096774193548,"d":"5,017"},{"v":4443.548387096775,"d":"4,444"},{"v":3104,"d":"3,104"},{"v":2356.451612903226,"d":"2,356"},{"v":1355.3333333333333,"d":"1,355"},{"v":866.1290322580645,"d":"866"}]
[null,"Dif.",{"v":679.3548387096774,"d":"679"},825,{"v":1074.8387096774193,"d":"1,075"},{"v":1259.6666666666667,"d":"1,260"},{"v":1354.1935483870968,"d":"1,354"},{"v":1524.6666666666667,"d":"1,525"},{"v":1299.032258064516,"d":"1,299"},{"v":1190.967741935484,"d":"1,191"},{"v":1119.6666666666667,"d":"1,120"},{"v":877.4193548387096,"d":"877"},698,{"v":647.0967741935484,"d":"647"}]
[null,"NE",{"v":616.1290322580645,"d":"616"},{"v":912.8571428571429,"d":"913"},{"v":1407.4193548387098,"d":"1,407"},{"v":1945.6666666666667,"d":"1,946"},{"v":2713.548387096774,"d":"2,714"},{"v":2738.3333333333335,"d":"2,738"},{"v":2855.8064516129034,"d":"2,856"},{"v":2273.2258064516127,"d":"2,273"},{"v":1665.3333333333333,"d":"1,665"},{"v":1122.258064516129,"d":"1,122"},{"v":710.6666666666666,"d":"711"},{"v":533.8709677419355,"d":"534"}]
[null,"Dir.",{"v":29.677419354838708,"d":"30"},{"v":120.35714285714286,"d":"120"},{"v":375.80645161290323,"d":"376"},{"v":686.6666666666666,"d":"687"},{"v":1291.6129032258063,"d":"1,292"},{"v":1230.3333333333333,"d":"1,230"},{"v":1383.225806451613,"d":"1,383"},{"v":933.8709677419355,"d":"934"},{"v":545.0000000000001,"d":"545"},{"v":227.09677419354838,"d":"227"},{"v":66.66666666666667,"d":"67"},{"v":10.96774193548387,"d":"11"}]
[null,"Dif.",{"v":586.4516129032259,"d":"586"},{"v":792.5,"d":"793"},{"v":1031.6129032258063,"d":"1,032"},{"v":1259,"d":"1,259"},{"v":1421.9354838709678,"d":"1,422"},{"v":1508,"d":"1,508"},{"v":1472.5806451612902,"d":"1,473"},{"v":1339.3548387096773,"d":"1,339"},{"v":1120.6666666666667,"d":"1,121"},{"v":895.1612903225806,"d":"895"},644,{"v":522.9032258064516,"d":"523"}]
[null,"E",{"v":1130.967741935484,"d":"1,131"},{"v":1825.7142857142858,"d":"1,826"},{"v":2420,"d":"2,420"},{"v":2859.3333333333335,"d":"2,859"},{"v":3608.064516129032,"d":"3,608"},{"v":3395,"d":"3,395"},{"v":3694.8387096774195,"d":"3,695"},{"v":3276.7741935483873,"d":"3,277"},{"v":2657.6666666666665,"d":"2,658"},{"v":2124.516129032258,"d":"2,125"},{"v":1481.6666666666667,"d":"1,482"},{"v":1017.4193548387096,"d":"1,017"}]
[null,"Dir.",{"v":544.516129032258,"d":"545"},{"v":1033.2142857142858,"d":"1,033"},{"v":1388.3870967741937,"d":"1,388"},{"v":1600.3333333333333,"d":"1,600"},{"v":2186.1290322580644,"d":"2,186"},{"v":1887,"d":"1,887"},{"v":2222.2580645161293,"d":"2,222"},{"v":1937.4193548387098,"d":"1,937"},{"v":1537.3333333333333,"d":"1,537"},{"v":1229.3548387096773,"d":"1,229"},{"v":837.6666666666666,"d":"838"},{"v":494.83870967741933,"d":"495"}]
[null,"Dif.",{"v":586.4516129032259,"d":"586"},{"v":792.5,"d":"793"},{"v":1031.6129032258063,"d":"1,032"},{"v":1259,"d":"1,259"},{"v":1421.9354838709678,"d":"1,422"},{"v":1508,"d":"1,508"},{"v":1472.5806451612902,"d":"1,473"},{"v":1339.3548387096773,"d":"1,339"},{"v":1120.6666666666667,"d":"1,121"},{"v":895.1612903225806,"d":"895"},644,{"v":522.9032258064516,"d":"523"}]
[null,"SE",{"v":2096.7741935483873,"d":"2,097"},{"v":2942.8571428571427,"d":"2,943"},{"v":3232.9032258064517,"d":"3,233"},{"v":3206.3333333333335,"d":"3,206"},{"v":3422.5806451612902,"d":"3,423"},{"v":3089,"d":"3,089"},{"v":3424.1935483870966,"d":"3,424"},{"v":3473.2258064516127,"d":"3,473"},{"v":3247.3333333333335,"d":"3,247"},{"v":3205.8064516129034,"d":"3,206"},{"v":2613.6666666666665,"d":"2,614"},{"v":1975.483870967742,"d":"1,975"}]
[null,"Dir.",{"v":1510.6451612903227,"d":"1,511"},{"v":2150.3571428571427,"d":"2,150"},{"v":2201.2903225806454,"d":"2,201"},{"v":1947.3333333333333,"d":"1,947"},{"v":2000.6451612903227,"d":"2,001"},{"v":1581,"d":"1,581"},{"v":1951.6129032258063,"d":"1,952"},{"v":2133.8709677419356,"d":"2,134"},{"v":2126.6666666666665,"d":"2,127"},{"v":2310.967741935484,"d":"2,311"},{"v":1969.6666666666667,"d":"1,970"},{"v":1452.9032258064517,"d":"1,453"}]
[null,"Dif.",{"v":586.4516129032259,"d":"586"},{"v":792.5,"d":"793"},{"v":1031.6129032258063,"d":"1,032"},{"v":1259,"d":"1,259"},{"v":1421.9354838709678,"d":"1,422"},{"v":1508,"d":"1,508"},{"v":1472.5806451612902,"d":"1,473"},{"v":1339.3548387096773,"d":"1,339"},{"v":1120.6666666666667,"d":"1,121"},{"v":895.1612903225806,"d":"895"},644,{"v":522.9032258064516,"d":"523"}]
[null,"S",{"v":2805.1612903225805,"d":"2,805"},{"v":3623.214285714286,"d":"3,623"},{"v":3590.3225806451615,"d":"3,590"},{"v":3111,"d":"3,111"},{"v":2675.1612903225805,"d":"2,675"},{"v":2398,"d":"2,398"},{"v":2643.8709677419356,"d":"2,644"},{"v":3146.1290322580644,"d":"3,146"},{"v":3334.3333333333335,"d":"3,334"},{"v":3851.2903225806454,"d":"3,851"},{"v":3215.3333333333335,"d":"3,215"},{"v":2566.451612903226,"d":"2,566"}]
[null,"Dir.",{"v":2218.7096774193546,"d":"2,219"},{"v":2831.0714285714284,"d":"2,831"},{"v":2558.3870967741937,"d":"2,558"},{"v":1852,"d":"1,852"},{"v":1253.225806451613,"d":"1,253"},890,{"v":1171.2903225806451,"d":"1,171"},{"v":1806.774193548387,"d":"1,807"},{"v":2213.6666666666665,"d":"2,214"},{"v":2956.1290322580644,"d":"2,956"},{"v":2571.3333333333335,"d":"2,571"},{"v":2043.8709677419354,"d":"2,044"}]
[null,"Dif.",{"v":586.4516129032259,"d":"586"},{"v":792.5,"d":"793"},{"v":1031.6129032258063,"d":"1,032"},{"v":1259,"d":"1,259"},{"v":1421.9354838709678,"d":"1,422"},{"v":1508,"d":"1,508"},{"v":1472.5806451612902,"d":"1,473"},{"v":1339.3548387096773,"d":"1,339"},{"v":1120.6666666666667,"d":"1,121"},{"v":895.1612903225806,"d":"895"},644,{"v":522.9032258064516,"d":"523"}]
[null,"SW",{"v":2284.1935483870966,"d":"2,284"},{"v":2928.5714285714284,"d":"2,929"},{"v":3194.8387096774195,"d":"3,195"},{"v":3316.3333333333335,"d":"3,316"},{"v":3199.032258064516,"d":"3,199"},{"v":3060.6666666666665,"d":"3,061"},{"v":3268.7096774193546,"d":"3,269"},{"v":3519.3548387096776,"d":"3,519"},{"v":3140,"d":"3,140"},{"v":3210.3225806451615,"d":"3,210"},{"v":2440,"d":"2,440"},{"v":1982.5806451612902,"d":"1,983"}]
[null,"Dir.",{"v":1697.741935483871,"d":"1,698"},{"v":2136.0714285714284,"d":"2,136"},{"v":2163.2258064516127,"d":"2,163"},{"v":2057.3333333333335,"d":"2,057"},{"v":1777.0967741935483,"d":"1,777"},{"v":1552.6666666666667,"d":"1,553"},{"v":1796.1290322580646,"d":"1,796"},{"v":2180,"d":"2,180"},{"v":2019.3333333333333,"d":"2,019"},{"v":2315.1612903225805,"d":"2,315"},{"v":1796,"d":"1,796"},{"v":1459.6774193548388,"d":"1,460"}]
[null,"Dif.",{"v":586.4516129032259,"d":"586"},{"v":792.5,"d":"793"},{"v":1031.6129032258063,"d":"1,032"},{"v":1259,"d":"1,259"},{"v":1421.9354838709678,"d":"1,422"},{"v":1508,"d":"1,508"},{"v":1472.5806451612902,"d":"1,473"},{"v":1339.3548387096773,"d":"1,339"},{"v":1120.6666666666667,"d":"1,121"},{"v":895.1612903225806,"d":"895"},644,{"v":522.9032258064516,"d":"523"}]
[null,"W",{"v":1271.2903225806451,"d":"1,271"},{"v":1845.357142857143,"d":"1,845"},{"v":2389.3548387096776,"d":"2,389"},{"v":2978.6666666666665,"d":"2,979"},{"v":3316.451612903226,"d":"3,316"},{"v":3342,"d":"3,342"},{"v":3457.7419354838707,"d":"3,458"},{"v":3345.8064516129034,"d":"3,346"},{"v":2531.6666666666665,"d":"2,532"},{"v":2120.967741935484,"d":"2,121"},{"v":1356.3333333333333,"d":"1,356"},{"v":1022.5806451612904,"d":"1,023"}]
[null,"Dir.",{"v":684.8387096774194,"d":"685"},{"v":1052.857142857143,"d":"1,053"},{"v":1357.741935483871,"d":"1,358"},{"v":1719.3333333333333,"d":"1,719"},{"v":1894.516129032258,"d":"1,895"},{"v":1834,"d":"1,834"},{"v":1985.1612903225807,"d":"1,985"},{"v":2006.4516129032259,"d":"2,006"},{"v":1411,"d":"1,411"},{"v":1225.8064516129032,"d":"1,226"},{"v":712.3333333333334,"d":"712"},{"v":499.6774193548387,"d":"500"}]
[null,"Dif.",{"v":586.4516129032259,"d":"586"},{"v":792.5,"d":"793"},{"v":1031.6129032258063,"d":"1,032"},{"v":1259,"d":"1,259"},{"v":1421.9354838709678,"d":"1,422"},{"v":1508,"d":"1,508"},{"v":1472.5806451612902,"d":"1,473"},{"v":1339.3548387096773,"d":"1,339"},{"v":1120.6666666666667,"d":"1,121"},{"v":895.1612903225806,"d":"895"},644,{"v":522.9032258064516,"d":"523"}]
[null,"NW",{"v":627.4193548387096,"d":"627"},955,{"v":1402.258064516129,"d":"1,402"},{"v":2004.3333333333333,"d":"2,004"},{"v":2524.8387096774195,"d":"2,525"},{"v":2691.6666666666665,"d":"2,692"},{"v":2676.1290322580644,"d":"2,676"},{"v":2325.1612903225805,"d":"2,325"},{"v":1594.3333333333333,"d":"1,594"},{"v":1113.225806451613,"d":"1,113"},{"v":706.6666666666666,"d":"707"},{"v":534.1935483870968,"d":"534"}]
[null,"Dir.",{"v":40.96774193548387,"d":"41"},{"v":162.5,"d":"163"},{"v":370.3225806451613,"d":"370"},{"v":745.3333333333334,"d":"745"},{"v":1102.9032258064517,"d":"1,103"},{"v":1183.6666666666667,"d":"1,184"},{"v":1203.5483870967741,"d":"1,204"},{"v":985.8064516129032,"d":"986"},{"v":473.6666666666667,"d":"474"},{"v":218.06451612903226,"d":"218"},{"v":62.666666666666664,"d":"63"},{"v":11.290322580645162,"d":"11"}]
[null,"Dif.",{"v":586.4516129032259,"d":"586"},{"v":792.5,"d":"793"},{"v":1031.6129032258063,"d":"1,032"},{"v":1259,"d":"1,259"},{"v":1421.9354838709678,"d":"1,422"},{"v":1508,"d":"1,508"},{"v":1472.5806451612902,"d":"1,473"},{"v":1339.3548387096773,"d":"1,339"},{"v":1120.6666666666667,"d":"1,121"},{"v":895.1612903225806,"d":"895"},644,{"v":522.9032258064516,"d":"523"}]
[null,"N",{"v":586.4516129032259,"d":"586"},{"v":792.5,"d":"793"},{"v":1031.6129032258063,"d":"1,032"},{"v":1292,"d":"1,292"},{"v":1697.0967741935483,"d":"1,697"},{"v":1889,"d":"1,889"},{"v":1822.9032258064517,"d":"1,823"},{"v":1453.225806451613,"d":"1,453"},{"v":1123,"d":"1,123"},{"v":895.1612903225806,"d":"895"},644,{"v":522.9032258064516,"d":"523"}]
[null,"Dir.",0,0,0,{"v":32.666666666666664,"d":"33"},{"v":275.16129032258067,"d":"275"},381,{"v":350.3225806451613,"d":"350"},{"v":113.87096774193549,"d":"114"},{"v":2.3333333333333335,"d":"2"},0,0,0]
[null,"Dif.",{"v":586.4516129032259,"d":"586"},{"v":792.5,"d":"793"},{"v":1031.6129032258063,"d":"1,032"},{"v":1259,"d":"1,259"},{"v":1421.9354838709678,"d":"1,422"},{"v":1508,"d":"1,508"},{"v":1472.5806451612902,"d":"1,473"},{"v":1339.3548387096773,"d":"1,339"},{"v":1120.6666666666667,"d":"1,121"},{"v":895.1612903225806,"d":"895"},644,{"v":522.9032258064516,"d":"523"}]
[]
[null,"D2","Ene","Feb","Mar","Abr","May","Jun","Jul","Ago","Sep","Oct","Nov","Dic"]
[null,"Tª med",{"v":4.878629032258065,"d":"4.88"},{"v":6.413690476190475,"d":"6.41"},{"v":8.327016129032257,"d":"8.33"},{"v":10.552916666666667,"d":"10.55"},{"v":14.403360215053766,"d":"14.40"},{"v":18.236388888888893,"d":"18.24"},{"v":22.154838709677417,"d":"22.15"},{"v":21.77620967741935,"d":"21.78"},{"v":18.71222222222222,"d":"18.71"},{"v":13.788575268817205,"d":"13.79"},{"v":8.151805555555553,"d":"8.15"},{"v":5.268817204301076,"d":"5.27"}]
[null,"Tª min",{"v":1.1806451612903224,"d":"1.18"},{"v":1.0571428571428574,"d":"1.06"},{"v":2.6548387096774198,"d":"2.65"},{"v":5.086666666666667,"d":"5.09"},{"v":8.496774193548386,"d":"8.50"},{"v":11.106666666666666,"d":"11.11"},{"v":14.803225806451612,"d":"14.80"},{"v":14.706451612903225,"d":"14.71"},{"v":12.590000000000002,"d":"12.59"},{"v":8.703225806451611,"d":"8.70"},{"v":3.8099999999999996,"d":"3.81"},{"v":1.6322580645161289,"d":"1.63"}]
[null,"Tª max",{"v":8.570967741935483,"d":"8.57"},{"v":11.371428571428572,"d":"11.37"},{"v":13.503225806451615,"d":"13.50"},{"v":15.433333333333335,"d":"15.43"},{"v":19.37741935483871,"d":"19.38"},{"v":23.64333333333333,"d":"23.64"},{"v":27.945161290322584,"d":"27.95"},{"v":27.793548387096777,"d":"27.79"},{"v":24.036666666666658,"d":"24.04"},{"v":18.63548387096774,"d":"18.64"},{"v":12.283333333333337,"d":"12.28"},{"v":9.083870967741936,"d":"9.08"}]
[null,"HR %",{"v":74.70698924731182,"d":"74.71"},{"v":65.48363095238095,"d":"65.48"},{"v":62.40725806451613,"d":"62.41"},{"v":59.126388888888876,"d":"59.13"},{"v":58.74462365591398,"d":"58.74"},{"v":50.46944444444444,"d":"50.47"},{"v":42.36827956989248,"d":"42.37"},{"v":43.82526881720432,"d":"43.83"},52.15,{"v":63.86290322580644,"d":"63.86"},{"v":71.1888888888889,"d":"71.19"},{"v":74.11290322580645,"d":"74.11"}]
[null,"Radiacion Wh/m2 dia promedio"]
[null,"Horiz.",{"v":1740.3225806451612,"d":"1,740"},{"v":2628.5714285714284,"d":"2,629"},{"v":3722.9032258064517,"d":"3,723"},{"v":4747.333333333333,"d":"4,747"},{"v":5802.580645161291,"d":"5,803"},{"v":6469.666666666667,"d":"6,470"},{"v":7005.806451612903,"d":"7,006"},{"v":6274.5161290322585,"d":"6,275"},{"v":4666.666666666667,"d":"4,667"},{"v":3233.2258064516127,"d":"3,233"},{"v":2053.3333333333335,"d":"2,053"},{"v":1513.225806451613,"d":"1,513"}]
[null,"Dir.",{"v":1060.967741935484,"d":"1,061"},{"v":1803.5714285714287,"d":"1,804"},{"v":2648.064516129032,"d":"2,648"},{"v":3487.6666666666665,"d":"3,488"},{"v":4448.387096774193,"d":"4,448"},{"v":5150.333333333333,"d":"5,150"},{"v":6012.903225806452,"d":"6,013"},{"v":5218.709677419355,"d":"5,219"},{"v":3643.3333333333335,"d":"3,643"},{"v":2315.8064516129034,"d":"2,316"},{"v":1361,"d":"1,361"},{"v":881.6129032258065,"d":"882"}]
[null,"Dif.",{"v":679.3548387096774,"d":"679"},825,{"v":1074.8387096774193,"d":"1,075"},{"v":1259.6666666666667,"d":"1,260"},{"v":1354.1935483870968,"d":"1,354"},{"v":1319.3333333333333,"d":"1,319"},{"v":993.2258064516129,"d":"993"},{"v":1055.483870967742,"d":"1,055"},{"v":1023.6666666666666,"d":"1,024"},{"v":917.4193548387096,"d":"917"},{"v":692.3333333333334,"d":"692"},{"v":631.6129032258065,"d":"632"}]
[null,"NE",{"v":616.1290322580645,"d":"616"},{"v":912.8571428571429,"d":"913"},{"v":1407.4193548387098,"d":"1,407"},{"v":1945.6666666666667,"d":"1,946"},{"v":2713.548387096774,"d":"2,714"},{"v":3015.3333333333335,"d":"3,015"},{"v":3056.7741935483873,"d":"3,057"},{"v":2603.8709677419356,"d":"2,604"},{"v":1724.6666666666667,"d":"1,725"},{"v":1075.8064516129032,"d":"1,076"},{"v":709.3333333333334,"d":"709"},{"v":533.5483870967741,"d":"534"}]
[null,"Dir.",{"v":29.677419354838708,"d":"30"},{"v":120.35714285714286,"d":"120"},{"v":375.80645161290323,"d":"376"},{"v":686.6666666666666,"d":"687"},{"v":1291.6129032258063,"d":"1,292"},{"v":1497.6666666666667,"d":"1,498"},{"v":1598.0645161290322,"d":"1,598"},{"v":1229.3548387096773,"d":"1,229"},583,180,{"v":62.666666666666664,"d":"63"},{"v":10.64516129032258,"d":"11"}]
[null,"Dif.",{"v":586.4516129032259,"d":"586"},{"v":792.5,"d":"793"},{"v":1031.6129032258063,"d":"1,032"},{"v":1259,"d":"1,259"},{"v":1421.9354838709678,"d":"1,422"},{"v":1517.6666666666667,"d":"1,518"},{"v":1458.7096774193549,"d":"1,459"},{"v":1374.516129032258,"d":"1,375"},{"v":1141.6666666666667,"d":"1,142"},{"v":895.8064516129032,"d":"896"},{"v":646.6666666666666,"d":"647"},{"v":522.9032258064516,"d":"523"}]
[null,"E",{"v":1130.967741935484,"d":"1,131"},{"v":1825.7142857142858,"d":"1,826"},{"v":2420,"d":"2,420"},{"v":2859.3333333333335,"d":"2,859"},{"v":3608.064516129032,"d":"3,608"},{"v":3773.3333333333335,"d":"3,773"},{"v":4047.7419354838707,"d":"4,048"},{"v":3826.1290322580644,"d":"3,826"},{"v":2855,"d":"2,855"},{"v":2072.9032258064517,"d":"2,073"},{"v":1453.6666666666667,"d":"1,454"},{"v":1025.483870967742,"d":"1,025"}]
[null,"Dir.",{"v":544.516129032258,"d":"545"},{"v":1033.2142857142858,"d":"1,033"},{"v":1388.3870967741937,"d":"1,388"},{"v":1600.3333333333333,"d":"1,600"},{"v":2186.1290322580644,"d":"2,186"},{"v":2255.6666666666665,"d":"2,256"},{"v":2589.032258064516,"d":"2,589"},{"v":2451.6129032258063,"d":"2,452"},{"v":1713.3333333333333,"d":"1,713"},{"v":1177.0967741935483,"d":"1,177"},807,{"v":502.5806451612903,"d":"503"}]
[null,"Dif.",{"v":586.4516129032259,"d":"586"},{"v":792.5,"d":"793"},{"v":1031.6129032258063,"d":"1,032"},{"v":1259,"d":"1,259"},{"v":1421.9354838709678,"d":"1,422"},{"v":1517.6666666666667,"d":"1,518"},{"v":1458.7096774193549,"d":"1,459"},{"v":1374.516129032258,"d":"1,375"},{"v":1141.6666666666667,"d":"1,142"},{"v":895.8064516129032,"d":"896"},{"v":646.6666666666666,"d":"647"},{"v":522.9032258064516,"d":"523"}]
[null,"SE",{"v":2096.7741935483873,"d":"2,097"},{"v":2942.8571428571427,"d":"2,943"},{"v":3232.9032258064517,"d":"3,233"},{"v":3206.3333333333335,"d":"3,206"},{"v":3422.5806451612902,"d":"3,423"},{"v":3370,"d":"3,370"},{"v":3751.935483870968,"d":"3,752"},{"v":4003.8709677419356,"d":"4,004"},{"v":3588.3333333333335,"d":"3,588"},{"v":3200.3225806451615,"d":"3,200"},{"v":2572.6666666666665,"d":"2,573"},{"v":2007.4193548387098,"d":"2,007"}]
[null,"Dir.",{"v":1510.6451612903227,"d":"1,511"},{"v":2150.3571428571427,"d":"2,150"},{"v":2201.2903225806454,"d":"2,201"},{"v":1947.3333333333333,"d":"1,947"},{"v":2000.6451612903227,"d":"2,001"},{"v":1852,"d":"1,852"},{"v":2293.2258064516127,"d":"2,293"},{"v":2629.3548387096776,"d":"2,629"},{"v":2446.6666666666665,"d":"2,447"},{"v":2304.516129032258,"d":"2,305"},{"v":1925.6666666666667,"d":"1,926"},{"v":1484.8387096774193,"d":"1,485"}]
[null,"Dif.",{"v":586.4516129032259,"d":"586"},{"v":792.5,"d":"793"},{"v":1031.6129032258063,"d":"1,032"},{"v":1259,"d":"1,259"},{"v":1421.9354838709678,"d":"1,422"},{"v":1517.6666666666667,"d":"1,518"},{"v":1458.7096774193549,"d":"1,459"},{"v":1374.516129032258,"d":"1,375"},{"v":1141.6666666666667,"d":"1,142"},{"v":895.8064516129032,"d":"896"},{"v":646.6666666666666,"d":"647"},{"v":522.9032258064516,"d":"523"}]
[null,"S",{"v":2805.1612903225805,"d":"2,805"},{"v":3623.214285714286,"d":"3,623"},{"v":3590.3225806451615,"d":"3,590"},{"v":3111,"d":"3,111"},{"v":2675.1612903225805,"d":"2,675"},{"v":2530,"d":"2,530"},{"v":2855.1612903225805,"d":"2,855"},{"v":3501.935483870968,"d":"3,502"},{"v":3790,"d":"3,790"},{"v":3940.6451612903224,"d":"3,941"},{"v":3297,"d":"3,297"},{"v":2606.1290322580644,"d":"2,606"}]
[null,"Dir.",{"v":2218.7096774193546,"d":"2,219"},{"v":2831.0714285714284,"d":"2,831"},{"v":2558.3870967741937,"d":"2,558"},{"v":1852,"d":"1,852"},{"v":1253.225806451613,"d":"1,253"},{"v":1012.3333333333334,"d":"1,012"},{"v":1396.4516129032259,"d":"1,396"},{"v":2127.4193548387098,"d":"2,127"},{"v":2648.3333333333335,"d":"2,648"},{"v":3044.8387096774195,"d":"3,045"},{"v":2650.3333333333335,"d":"2,650"},{"v":2083.548387096774,"d":"2,084"}]
[null,"Dif.",{"v":586.4516129032259,"d":"586"},{"v":792.5,"d":"793"},{"v":1031.6129032258063,"d":"1,032"},{"v":1259,"d":"1,259"},{"v":1421.9354838709678,"d":"1,422"},{"v":1517.6666666666667,"d":"1,518"},{"v":1458.7096774193549,"d":"1,459"},{"v":1374.516129032258,"d":"1,375"},{"v":1141.6666666666667,"d":"1,142"},{"v":895.8064516129032,"d":"896"},{"v":646.6666666666666,"d":"647"},{"v":522.9032258064516,"d":"523"}]
[null,"SW",{"v":2284.1935483870966,"d":"2,284"},{"v":2928.5714285714284,"d":"2,929"},{"v":3194.8387096774195,"d":"3,195"},{"v":3316.3333333333335,"d":"3,316"},{"v":3199.032258064516,"d":"3,199"},{"v":3361,"d":"3,361"},{"v":3657.7419354838707,"d":"3,658"},{"v":3914.8387096774195,"d":"3,915"},{"v":3561.6666666666665,"d":"3,562"},{"v":3273.8709677419356,"d":"3,274"},{"v":2609,"d":"2,609"},{"v":2005.8064516129032,"d":"2,006"}]
[null,"Dir.",{"v":1697.741935483871,"d":"1,698"},{"v":2136.0714285714284,"d":"2,136"},{"v":2163.2258064516127,"d":"2,163"},{"v":2057.3333333333335,"d":"2,057"},{"v":1777.0967741935483,"d":"1,777"},{"v":1843,"d":"1,843"},{"v":2199.032258064516,"d":"2,199"},{"v":2540.3225806451615,"d":"2,540"},{"v":2419.6666666666665,"d":"2,420"},{"v":2378.064516129032,"d":"2,378"},{"v":1962.3333333333333,"d":"1,962"},{"v":1482.9032258064517,"d":"1,483"}]
[null,"Dif.",{"v":586.4516129032259,"d":"586"},{"v":792.5,"d":"793"},{"v":1031.6129032258063,"d":"1,032"},{"v":1259,"d":"1,259"},{"v":1421.9354838709678,"d":"1,422"},{"v":1517.6666666666667,"d":"1,518"},{"v":1458.7096774193549,"d":"1,459"},{"v":1374.516129032258,"d":"1,375"},{"v":1141.6666666666667,"d":"1,142"},{"v":895.8064516129032,"d":"896"},{"v":646.6666666666666,"d":"647"},{"v":522.9032258064516,"d":"523"}]
[null,"W",{"v":1271.2903225806451,"d":"1,271"},{"v":1845.357142857143,"d":"1,845"},{"v":2389.3548387096776,"d":"2,389"},{"v":2978.6666666666665,"d":"2,979"},{"v":3316.451612903226,"d":"3,316"},{"v":3727,"d":"3,727"},{"v":3922.2580645161293,"d":"3,922"},{"v":3693.548387096774,"d":"3,694"},{"v":2807,"d":"2,807"},{"v":2136.451612903226,"d":"2,136"},{"v":1489.3333333333333,"d":"1,489"},{"v":1023.8709677419355,"d":"1,024"}]
[null,"Dir.",{"v":684.8387096774194,"d":"685"},{"v":1052.857142857143,"d":"1,053"},{"v":1357.741935483871,"d":"1,358"},{"v":1719.3333333333333,"d":"1,719"},{"v":1894.516129032258,"d":"1,895"},{"v":2209.3333333333335,"d":"2,209"},{"v":2463.548387096774,"d":"2,464"},{"v":2319.032258064516,"d":"2,319"},{"v":1665.3333333333333,"d":"1,665"},{"v":1240.6451612903227,"d":"1,241"},{"v":842.6666666666666,"d":"843"},{"v":500.96774193548384,"d":"501"}]
[null,"Dif.",{"v":586.4516129032259,"d":"586"},{"v":792.5,"d":"793"},{"v":1031.6129032258063,"d":"1,032"},{"v":1259,"d":"1,259"},{"v":1421.9354838709678,"d":"1,422"},{"v":1517.6666666666667,"d":"1,518"},{"v":1458.7096774193549,"d":"1,459"},{"v":1374.516129032258,"d":"1,375"},{"v":1141.6666666666667,"d":"1,142"},{"v":895.8064516129032,"d":"896"},{"v":646.6666666666666,"d":"647"},{"v":522.9032258064516,"d":"523"}]
[null,"NW",{"v":627.4193548387096,"d":"627"},955,{"v":1402.258064516129,"d":"1,402"},{"v":2004.3333333333333,"d":"2,004"},{"v":2524.8387096774195,"d":"2,525"},{"v":2958.6666666666665,"d":"2,959"},{"v":2973.548387096774,"d":"2,974"},{"v":2505.8064516129034,"d":"2,506"},{"v":1683.6666666666667,"d":"1,684"},{"v":1092.258064516129,"d":"1,092"},724,{"v":533.2258064516129,"d":"533"}]
[null,"Dir.",{"v":40.96774193548387,"d":"41"},{"v":162.5,"d":"163"},{"v":370.3225806451613,"d":"370"},{"v":745.3333333333334,"d":"745"},{"v":1102.9032258064517,"d":"1,103"},{"v":1441,"d":"1,441"},{"v":1514.8387096774193,"d":"1,515"},{"v":1131.2903225806451,"d":"1,131"},{"v":542.0000000000001,"d":"542"},{"v":196.4516129032258,"d":"196"},77,{"v":10.32258064516129,"d":"10"}]
[null,"Dif.",{"v":586.4516129032259,"d":"586"},{"v":792.5,"d":"793"},{"v":1031.6129032258063,"d":"1,032"},{"v":1259,"d":"1,259"},{"v":1421.9354838709678,"d":"1,422"},{"v":1517.6666666666667,"d":"1,518"},{"v":1458.7096774193549,"d":"1,459"},{"v":1374.516129032258,"d":"1,375"},{"v":1141.6666666666667,"d":"1,142"},{"v":895.8064516129032,"d":"896"},{"v":646.6666666666666,"d":"647"},{"v":522.9032258064516,"d":"523"}]
[null,"N",{"v":586.4516129032259,"d":"586"},{"v":792.5,"d":"793"},{"v":1031.6129032258063,"d":"1,032"},{"v":1292,"d":"1,292"},{"v":1697.0967741935483,"d":"1,697"},{"v":1995,"d":"1,995"},{"v":1879.6774193548388,"d":"1,880"},{"v":1515.483870967742,"d":"1,515"},{"v":1144.3333333333333,"d":"1,144"},{"v":895.8064516129032,"d":"896"},{"v":646.6666666666666,"d":"647"},{"v":522.9032258064516,"d":"523"}]
[null,"Dir.",0,0,0,{"v":32.666666666666664,"d":"33"},{"v":275.16129032258067,"d":"275"},{"v":477.3333333333333,"d":"477"},{"v":420.96774193548384,"d":"421"},{"v":140.96774193548387,"d":"141"},{"v":2.6666666666666665,"d":"3"},0,0,0]
[null,"Dif.",{"v":586.4516129032259,"d":"586"},{"v":792.5,"d":"793"},{"v":1031.6129032258063,"d":"1,032"},{"v":1259,"d":"1,259"},{"v":1421.9354838709678,"d":"1,422"},{"v":1517.6666666666667,"d":"1,518"},{"v":1458.7096774193549,"d":"1,459"},{"v":1374.516129032258,"d":"1,375"},{"v":1141.6666666666667,"d":"1,142"},{"v":895.8064516129032,"d":"896"},{"v":646.6666666666666,"d":"647"},{"v":522.9032258064516,"d":"523"}]
[]
[null,"D3","Ene","Feb","Mar","Abr","May","Jun","Jul","Ago","Sep","Oct","Nov","Dic"]
[null,"Tª med",{"v":4.878629032258065,"d":"4.88"},{"v":6.413690476190475,"d":"6.41"},{"v":8.327016129032257,"d":"8.33"},{"v":10.552777777777777,"d":"10.55"},{"v":14.40497311827957,"d":"14.40"},{"v":20.82597222222222,"d":"20.83"},{"v":24.286559139784952,"d":"24.29"},{"v":24.4885752688172,"d":"24.49"},{"v":21.684583333333332,"d":"21.68"},{"v":13.795698924731182,"d":"13.80"},{"v":8.149166666666666,"d":"8.15"},{"v":5.269354838709677,"d":"5.27"}]
[null,"Tª min",{"v":1.1806451612903224,"d":"1.18"},{"v":1.0571428571428574,"d":"1.06"},{"v":2.6548387096774198,"d":"2.65"},{"v":5.086666666666667,"d":"5.09"},{"v":8.48709677419355,"d":"8.49"},{"v":13.713333333333335,"d":"13.71"},{"v":16.864516129032253,"d":"16.86"},{"v":17.45806451612903,"d":"17.46"},{"v":15.473333333333334,"d":"15.47"},{"v":8.72258064516129,"d":"8.72"},{"v":3.843333333333333,"d":"3.84"},{"v":1.6290322580645156,"d":"1.63"}]
[null,"Tª max",{"v":8.570967741935483,"d":"8.57"},{"v":11.371428571428572,"d":"11.37"},{"v":13.503225806451615,"d":"13.50"},{"v":15.433333333333335,"d":"15.43"},{"v":19.377419354838715,"d":"19.38"},{"v":26.536666666666665,"d":"26.54"},{"v":30.38387096774193,"d":"30.38"},{"v":30.677419354838708,"d":"30.68"},{"v":27.216666666666665,"d":"27.22"},{"v":18.7,"d":"18.70"},{"v":12.406666666666666,"d":"12.41"},{"v":9.029032258064516,"d":"9.03"}]
[null,"HR %",{"v":74.76881720430107,"d":"74.77"},64.25,{"v":60.266129032258085,"d":"60.27"},{"v":57.36805555555555,"d":"57.37"},{"v":57.18817204301076,"d":"57.19"},{"v":47.33194444444445,"d":"47.33"},{"v":40.526881720430104,"d":"40.53"},{"v":42.13575268817204,"d":"42.14"},{"v":49.418055555555554,"d":"49.42"},{"v":62.66532258064515,"d":"62.67"},70.15,{"v":73.80107526881721,"d":"73.80"}]
[null,"Radiacion Wh/m2 dia promedio"]
[null,"Horiz.",{"v":1740.3225806451612,"d":"1,740"},{"v":2628.5714285714284,"d":"2,629"},{"v":3722.9032258064517,"d":"3,723"},{"v":4747.333333333333,"d":"4,747"},{"v":5802.580645161291,"d":"5,803"},{"v":6814.666666666667,"d":"6,815"},{"v":7107.096774193548,"d":"7,107"},{"v":6417.096774193548,"d":"6,417"},{"v":5041,"d":"5,041"},{"v":3234.516129032258,"d":"3,235"},{"v":2053.6666666666665,"d":"2,054"},{"v":1513.5483870967741,"d":"1,514"}]
[null,"Dir.",{"v":1060.967741935484,"d":"1,061"},{"v":1803.5714285714287,"d":"1,804"},{"v":2648.064516129032,"d":"2,648"},{"v":3487.6666666666665,"d":"3,488"},{"v":4448.387096774193,"d":"4,448"},{"v":5587.666666666667,"d":"5,588"},{"v":6084.5161290322585,"d":"6,085"},{"v":5456.129032258064,"d":"5,456"},{"v":4087.3333333333335,"d":"4,087"},{"v":2354.516129032258,"d":"2,355"},{"v":1365,"d":"1,365"},{"v":885.8064516129032,"d":"886"}]
[null,"Dif.",{"v":679.3548387096774,"d":"679"},825,{"v":1074.8387096774193,"d":"1,075"},{"v":1259.6666666666667,"d":"1,260"},{"v":1354.1935483870968,"d":"1,354"},{"v":1227,"d":"1,227"},{"v":1022.5806451612904,"d":"1,023"},{"v":960.9677419354839,"d":"961"},{"v":953.6666666666666,"d":"954"},880,{"v":688.6666666666666,"d":"689"},{"v":627.741935483871,"d":"628"}]
[null,"NE",{"v":616.1290322580645,"d":"616"},{"v":912.8571428571429,"d":"913"},{"v":1407.4193548387098,"d":"1,407"},{"v":1945.6666666666667,"d":"1,946"},{"v":2713.548387096774,"d":"2,714"},{"v":2962.3333333333335,"d":"2,962"},{"v":3039.3548387096776,"d":"3,039"},{"v":2551.935483870968,"d":"2,552"},{"v":1858.6666666666667,"d":"1,859"},{"v":1115.1612903225807,"d":"1,115"},691,{"v":534.8387096774194,"d":"535"}]
[null,"Dir.",{"v":29.677419354838708,"d":"30"},{"v":120.35714285714286,"d":"120"},{"v":375.80645161290323,"d":"376"},{"v":686.6666666666666,"d":"687"},{"v":1291.6129032258063,"d":"1,292"},{"v":1460.3333333333333,"d":"1,460"},{"v":1568.0645161290322,"d":"1,568"},{"v":1186.4516129032259,"d":"1,186"},668,{"v":219.03225806451613,"d":"219"},46,{"v":10.96774193548387,"d":"11"}]
[null,"Dif.",{"v":586.4516129032259,"d":"586"},{"v":792.5,"d":"793"},{"v":1031.6129032258063,"d":"1,032"},{"v":1259,"d":"1,259"},{"v":1421.9354838709678,"d":"1,422"},{"v":1502,"d":"1,502"},{"v":1471.2903225806451,"d":"1,471"},{"v":1365.483870967742,"d":"1,365"},{"v":1190.6666666666667,"d":"1,191"},{"v":896.1290322580645,"d":"896"},645,{"v":523.8709677419354,"d":"524"}]
[null,"E",{"v":1130.967741935484,"d":"1,131"},{"v":1825.7142857142858,"d":"1,826"},{"v":2420,"d":"2,420"},{"v":2859.3333333333335,"d":"2,859"},{"v":3608.064516129032,"d":"3,608"},{"v":3778.3333333333335,"d":"3,778"},{"v":4026.1290322580644,"d":"4,026"},{"v":3787.0967741935483,"d":"3,787"},{"v":3181,"d":"3,181"},{"v":2072.5806451612902,"d":"2,073"},{"v":1370,"d":"1,370"},{"v":1088.7096774193549,"d":"1,089"}]
[null,"Dir.",{"v":544.516129032258,"d":"545"},{"v":1033.2142857142858,"d":"1,033"},{"v":1388.3870967741937,"d":"1,388"},{"v":1600.3333333333333,"d":"1,600"},{"v":2186.1290322580644,"d":"2,186"},{"v":2276.3333333333335,"d":"2,276"},{"v":2554.516129032258,"d":"2,555"},{"v":2421.935483870968,"d":"2,422"},{"v":1990.3333333333333,"d":"1,990"},{"v":1176.774193548387,"d":"1,177"},725,{"v":564.8387096774194,"d":"565"}]
[null,"Dif.",{"v":586.4516129032259,"d":"586"},{"v":792.5,"d":"793"},{"v":1031.6129032258063,"d":"1,032"},{"v":1259,"d":"1,259"},{"v":1421.9354838709678,"d":"1,422"},{"v":1502,"d":"1,502"},{"v":1471.2903225806451,"d":"1,471"},{"v":1365.483870967742,"d":"1,365"},{"v":1190.6666666666667,"d":"1,191"},{"v":896.1290322580645,"d":"896"},645,{"v":523.8709677419354,"d":"524"}]
[null,"SE",{"v":2096.7741935483873,"d":"2,097"},{"v":2942.8571428571427,"d":"2,943"},{"v":3232.9032258064517,"d":"3,233"},{"v":3206.3333333333335,"d":"3,206"},{"v":3422.5806451612902,"d":"3,423"},{"v":3438,"d":"3,438"},{"v":3742.9032258064517,"d":"3,743"},{"v":3988.7096774193546,"d":"3,989"},{"v":4016.3333333333335,"d":"4,016"},{"v":3110.6451612903224,"d":"3,111"},{"v":2511.3333333333335,"d":"2,511"},{"v":2077.4193548387098,"d":"2,077"}]
[null,"Dir.",{"v":1510.6451612903227,"d":"1,511"},{"v":2150.3571428571427,"d":"2,150"},{"v":2201.2903225806454,"d":"2,201"},{"v":1947.3333333333333,"d":"1,947"},{"v":2000.6451612903227,"d":"2,001"},{"v":1936.3333333333333,"d":"1,936"},{"v":2271.2903225806454,"d":"2,271"},{"v":2623.548387096774,"d":"2,624"},{"v":2825.6666666666665,"d":"2,826"},{"v":2214.516129032258,"d":"2,215"},{"v":1866.3333333333333,"d":"1,866"},{"v":1553.8709677419354,"d":"1,554"}]
[null,"Dif.",{"v":586.4516129032259,"d":"586"},{"v":792.5,"d":"793"},{"v":1031.6129032258063,"d":"1,032"},{"v":1259,"d":"1,259"},{"v":1421.9354838709678,"d":"1,422"},{"v":1502,"d":"1,502"},{"v":1471.2903225806451,"d":"1,471"},{"v":1365.483870967742,"d":"1,365"},{"v":1190.6666666666667,"d":"1,191"},{"v":896.1290322580645,"d":"896"},645,{"v":523.8709677419354,"d":"524"}]
[null,"S",{"v":2805.1612903225805,"d":"2,805"},{"v":3623.214285714286,"d":"3,623"},{"v":3590.3225806451615,"d":"3,590"},{"v":3111,"d":"3,111"},{"v":2675.1612903225805,"d":"2,675"},{"v":2615,"d":"2,615"},{"v":2875.8064516129034,"d":"2,876"},{"v":3521.935483870968,"d":"3,522"},{"v":4196.333333333333,"d":"4,196"},{"v":3818.3870967741937,"d":"3,818"},{"v":3239.6666666666665,"d":"3,240"},{"v":2633.8709677419356,"d":"2,634"}]
[null,"Dir.",{"v":2218.7096774193546,"d":"2,219"},{"v":2831.0714285714284,"d":"2,831"},{"v":2558.3870967741937,"d":"2,558"},{"v":1852,"d":"1,852"},{"v":1253.225806451613,"d":"1,253"},{"v":1113,"d":"1,113"},{"v":1404.516129032258,"d":"1,405"},{"v":2156.451612903226,"d":"2,156"},{"v":3005.6666666666665,"d":"3,006"},{"v":2922.2580645161293,"d":"2,922"},{"v":2594.6666666666665,"d":"2,595"},{"v":2110,"d":"2,110"}]
[null,"Dif.",{"v":586.4516129032259,"d":"586"},{"v":792.5,"d":"793"},{"v":1031.6129032258063,"d":"1,032"},{"v":1259,"d":"1,259"},{"v":1421.9354838709678,"d":"1,422"},{"v":1502,"d":"1,502"},{"v":1471.2903225806451,"d":"1,471"},{"v":1365.483870967742,"d":"1,365"},{"v":1190.6666666666667,"d":"1,191"},{"v":896.1290322580645,"d":"896"},645,{"v":523.8709677419354,"d":"524"}]
[null,"SW",{"v":2284.1935483870966,"d":"2,284"},{"v":2928.5714285714284,"d":"2,929"},{"v":3194.8387096774195,"d":"3,195"},{"v":3316.3333333333335,"d":"3,316"},{"v":3199.032258064516,"d":"3,199"},{"v":3455.3333333333335,"d":"3,455"},{"v":3739.032258064516,"d":"3,739"},{"v":3960.3225806451615,"d":"3,960"},{"v":3930.6666666666665,"d":"3,931"},{"v":3272.2580645161293,"d":"3,272"},{"v":2553.3333333333335,"d":"2,553"},{"v":1976.1290322580646,"d":"1,976"}]
[null,"Dir.",{"v":1697.741935483871,"d":"1,698"},{"v":2136.0714285714284,"d":"2,136"},{"v":2163.2258064516127,"d":"2,163"},{"v":2057.3333333333335,"d":"2,057"},{"v":1777.0967741935483,"d":"1,777"},{"v":1953.3333333333333,"d":"1,953"},{"v":2267.4193548387098,"d":"2,267"},{"v":2594.8387096774195,"d":"2,595"},{"v":2740,"d":"2,740"},{"v":2376.1290322580644,"d":"2,376"},{"v":1908.3333333333333,"d":"1,908"},{"v":1452.258064516129,"d":"1,452"}]
[null,"Dif.",{"v":586.4516129032259,"d":"586"},{"v":792.5,"d":"793"},{"v":1031.6129032258063,"d":"1,032"},{"v":1259,"d":"1,259"},{"v":1421.9354838709678,"d":"1,422"},{"v":1502,"d":"1,502"},{"v":1471.2903225806451,"d":"1,471"},{"v":1365.483870967742,"d":"1,365"},{"v":1190.6666666666667,"d":"1,191"},{"v":896.1290322580645,"d":"896"},645,{"v":523.8709677419354,"d":"524"}]
[null,"W",{"v":1271.2903225806451,"d":"1,271"},{"v":1845.357142857143,"d":"1,845"},{"v":2389.3548387096776,"d":"2,389"},{"v":2978.6666666666665,"d":"2,979"},{"v":3316.451612903226,"d":"3,316"},{"v":3790.6666666666665,"d":"3,791"},{"v":4040,"d":"4,040"},{"v":3758.064516129032,"d":"3,758"},{"v":3107.3333333333335,"d":"3,107"},{"v":2200.967741935484,"d":"2,201"},{"v":1409.6666666666667,"d":"1,410"},{"v":1016.7741935483871,"d":"1,017"}]
[null,"Dir.",{"v":684.8387096774194,"d":"685"},{"v":1052.857142857143,"d":"1,053"},{"v":1357.741935483871,"d":"1,358"},{"v":1719.3333333333333,"d":"1,719"},{"v":1894.516129032258,"d":"1,895"},{"v":2288.6666666666665,"d":"2,289"},{"v":2568.7096774193546,"d":"2,569"},{"v":2392.5806451612902,"d":"2,393"},{"v":1916.6666666666667,"d":"1,917"},{"v":1304.8387096774193,"d":"1,305"},{"v":764.6666666666666,"d":"765"},{"v":493.2258064516129,"d":"493"}]
[null,"Dif.",{"v":586.4516129032259,"d":"586"},{"v":792.5,"d":"793"},{"v":1031.6129032258063,"d":"1,032"},{"v":1259,"d":"1,259"},{"v":1421.9354838709678,"d":"1,422"},{"v":1502,"d":"1,502"},{"v":1471.2903225806451,"d":"1,471"},{"v":1365.483870967742,"d":"1,365"},{"v":1190.6666666666667,"d":"1,191"},{"v":896.1290322580645,"d":"896"},645,{"v":523.8709677419354,"d":"524"}]
[null,"NW",{"v":627.4193548387096,"d":"627"},955,{"v":1402.258064516129,"d":"1,402"},{"v":2004.3333333333333,"d":"2,004"},{"v":2524.8387096774195,"d":"2,525"},{"v":2962.6666666666665,"d":"2,963"},{"v":3062.9032258064517,"d":"3,063"},{"v":2539.3548387096776,"d":"2,539"},{"v":1840,"d":"1,840"},{"v":1135.1612903225807,"d":"1,135"},{"v":704.6666666666666,"d":"705"},{"v":534.8387096774194,"d":"535"}]
[null,"Dir.",{"v":40.96774193548387,"d":"41"},{"v":162.5,"d":"163"},{"v":370.3225806451613,"d":"370"},{"v":745.3333333333334,"d":"745"},{"v":1102.9032258064517,"d":"1,103"},{"v":1460.6666666666667,"d":"1,461"},{"v":1591.6129032258063,"d":"1,592"},{"v":1173.8709677419354,"d":"1,174"},{"v":649.3333333333334,"d":"649"},{"v":239.03225806451613,"d":"239"},{"v":59.666666666666664,"d":"60"},{"v":10.96774193548387,"d":"11"}]
[null,"Dif.",{"v":586.4516129032259,"d":"586"},{"v":792.5,"d":"793"},{"v":1031.6129032258063,"d":"1,032"},{"v":1259,"d":"1,259"},{"v":1421.9354838709678,"d":"1,422"},{"v":1502,"d":"1,502"},{"v":1471.2903225806451,"d":"1,471"},{"v":1365.483870967742,"d":"1,365"},{"v":1190.6666666666667,"d":"1,191"},{"v":896.1290322580645,"d":"896"},645,{"v":523.8709677419354,"d":"524"}]
[null,"N",{"v":586.4516129032259,"d":"586"},{"v":792.5,"d":"793"},{"v":1031.6129032258063,"d":"1,032"},{"v":1292,"d":"1,292"},{"v":1697.0967741935483,"d":"1,697"},{"v":1930.3333333333333,"d":"1,930"},{"v":1900.3225806451612,"d":"1,900"},{"v":1501.2903225806451,"d":"1,501"},{"v":1192.3333333333333,"d":"1,192"},{"v":896.1290322580645,"d":"896"},645,{"v":523.8709677419354,"d":"524"}]
[null,"Dir.",0,0,0,{"v":32.666666666666664,"d":"33"},{"v":275.16129032258067,"d":"275"},{"v":428.3333333333333,"d":"428"},{"v":429.03225806451616,"d":"429"},{"v":135.80645161290323,"d":"136"},{"v":1.6666666666666667,"d":"2"},0,0,0]
[null,"Dif.",{"v":586.4516129032259,"d":"586"},{"v":792.5,"d":"793"},{"v":1031.6129032258063,"d":"1,032"},{"v":1259,"d":"1,259"},{"v":1421.9354838709678,"d":"1,422"},{"v":1502,"d":"1,502"},{"v":1471.2903225806451,"d":"1,471"},{"v":1365.483870967742,"d":"1,365"},{"v":1190.6666666666667,"d":"1,191"},{"v":896.1290322580645,"d":"896"},645,{"v":523.8709677419354,"d":"524"}]
[]
[null,"E1","Ene","Feb","Mar","Abr","May","Jun","Jul","Ago","Sep","Oct","Nov","Dic"]
[null,"Tª med",{"v":2.8919354838709683,"d":"2.89"},{"v":4.126934523809523,"d":"4.13"},{"v":5.927284946236558,"d":"5.93"},{"v":7.895694444444444,"d":"7.90"},{"v":11.708870967741936,"d":"11.71"},{"v":16.154305555555553,"d":"16.15"},{"v":19.310080645161293,"d":"19.31"},{"v":19.319892473118284,"d":"19.32"},{"v":17.21902777777778,"d":"17.22"},{"v":11.397177419354838,"d":"11.40"},{"v":6.080972222222223,"d":"6.08"},{"v":3.4712365591397845,"d":"3.47"}]
[null,"Tª min",{"v":-0.696774193548387,"d":"-0.70 "},{"v":-0.8607142857142855,"d":"-0.86 "},{"v":0.37096774193548376,"d":"0.37"},{"v":2.6966666666666663,"d":"2.70"},{"v":5.9,"d":"5.90"},{"v":10.126666666666669,"d":"10.13"},{"v":12.567741935483873,"d":"12.57"},{"v":13.280645161290327,"d":"13.28"},{"v":12.206666666666667,"d":"12.21"},{"v":6.590322580645162,"d":"6.59"},{"v":1.8866666666666665,"d":"1.89"},{"v":-0.16774193548387095,"d":"-0.17 "}]
[null,"Tª max",{"v":6.516129032258066,"d":"6.52"},{"v":8.989285714285716,"d":"8.99"},{"v":11.012903225806449,"d":"11.01"},{"v":12.626666666666669,"d":"12.63"},{"v":16.706451612903226,"d":"16.71"},21.29,{"v":25.070967741935487,"d":"25.07"},{"v":25.035483870967745,"d":"25.04"},{"v":22.029999999999994,"d":"22.03"},{"v":16.17741935483871,"d":"16.18"},{"v":10.193333333333333,"d":"10.19"},{"v":7.200000000000001,"d":"7.20"}]
[null,"HR %",{"v":74.79301075268818,"d":"74.79"},{"v":65.58035714285712,"d":"65.58"},{"v":62.60887096774194,"d":"62.61"},{"v":59.26944444444444,"d":"59.27"},{"v":58.79569892473118,"d":"58.80"},{"v":50.21944444444444,"d":"50.22"},{"v":42.604838709677416,"d":"42.60"},{"v":44.1008064516129,"d":"44.10"},{"v":52.01527777777776,"d":"52.02"},{"v":63.54032258064516,"d":"63.54"},{"v":71.14999999999999,"d":"71.15"},{"v":73.97043010752687,"d":"73.97"}]
[null,"Radiacion Wh/m2 dia promedio"]
[null,"Horiz.",{"v":1712.9032258064517,"d":"1,713"},{"v":2470.714285714286,"d":"2,471"},{"v":3588.064516129032,"d":"3,588"},{"v":4558.666666666667,"d":"4,559"},{"v":5714.5161290322585,"d":"5,715"},{"v":5984.666666666667,"d":"5,985"},{"v":6315.806451612903,"d":"6,316"},{"v":5633.870967741936,"d":"5,634"},{"v":4223,"d":"4,223"},{"v":3101.2903225806454,"d":"3,101"},{"v":1981.6666666666667,"d":"1,982"},{"v":1493.225806451613,"d":"1,493"}]
[null,"Dir.",{"v":1025.1612903225807,"d":"1,025"},{"v":1647.857142857143,"d":"1,648"},{"v":2482.9032258064517,"d":"2,483"},{"v":3253,"d":"3,253"},{"v":4324.193548387097,"d":"4,324"},{"v":4456,"d":"4,456"},{"v":5002.258064516129,"d":"5,002"},{"v":4470.967741935484,"d":"4,471"},{"v":3054,"d":"3,054"},{"v":2273.2258064516127,"d":"2,273"},{"v":1296,"d":"1,296"},{"v":890.3225806451613,"d":"890"}]
[null,"Dif.",{"v":687.741935483871,"d":"688"},{"v":823.2142857142857,"d":"823"},{"v":1105.1612903225807,"d":"1,105"},{"v":1305.6666666666667,"d":"1,306"},{"v":1390,"d":"1,390"},{"v":1528.6666666666667,"d":"1,529"},{"v":1313.5483870967741,"d":"1,314"},{"v":1162.9032258064517,"d":"1,163"},{"v":1169,"d":"1,169"},{"v":828.0645161290323,"d":"828"},{"v":685.6666666666666,"d":"686"},{"v":603.2258064516129,"d":"603"}]
[null,"NE",{"v":597.0967741935484,"d":"597"},{"v":858.5714285714286,"d":"859"},{"v":1307.4193548387098,"d":"1,307"},{"v":1915.6666666666667,"d":"1,916"},{"v":2476.7741935483873,"d":"2,477"},{"v":2736,"d":"2,736"},{"v":2869.3548387096776,"d":"2,869"},{"v":2343.548387096774,"d":"2,344"},{"v":1619,"d":"1,619"},{"v":1042.2580645161293,"d":"1,042"},{"v":665.6666666666666,"d":"666"},{"v":526.7741935483871,"d":"527"}]
[null,"Dir.",30,{"v":107.14285714285714,"d":"107"},{"v":293.8709677419355,"d":"294"},{"v":690.6666666666666,"d":"691"},{"v":1065.8064516129032,"d":"1,066"},{"v":1225.3333333333333,"d":"1,225"},{"v":1389.3548387096773,"d":"1,389"},{"v":1011.6129032258065,"d":"1,012"},494,{"v":187.41935483870967,"d":"187"},51,{"v":14.193548387096774,"d":"14"}]
[null,"Dif.",{"v":567.0967741935484,"d":"567"},{"v":751.4285714285714,"d":"751"},{"v":1013.5483870967741,"d":"1,014"},{"v":1224.6666666666667,"d":"1,225"},{"v":1410.967741935484,"d":"1,411"},{"v":1510.6666666666667,"d":"1,511"},{"v":1480,"d":"1,480"},{"v":1332.258064516129,"d":"1,332"},{"v":1125,"d":"1,125"},{"v":854.8387096774194,"d":"855"},{"v":614.6666666666666,"d":"615"},{"v":512.5806451612904,"d":"513"}]
[null,"E",{"v":1169.3548387096773,"d":"1,169"},{"v":1601.7857142857142,"d":"1,602"},{"v":2136.451612903226,"d":"2,136"},{"v":2817.6666666666665,"d":"2,818"},{"v":3286.1290322580644,"d":"3,286"},{"v":3392.6666666666665,"d":"3,393"},{"v":3705.8064516129034,"d":"3,706"},{"v":3350.3225806451615,"d":"3,350"},{"v":2614,"d":"2,614"},{"v":2020.3225806451612,"d":"2,020"},{"v":1347.6666666666667,"d":"1,348"},{"v":1091.6129032258063,"d":"1,092"}]
[null,"Dir.",{"v":601.9354838709677,"d":"602"},{"v":850.3571428571429,"d":"850"},{"v":1122.9032258064517,"d":"1,123"},{"v":1593,"d":"1,593"},{"v":1875.1612903225807,"d":"1,875"},{"v":1882,"d":"1,882"},{"v":2225.8064516129034,"d":"2,226"},{"v":2018.3870967741937,"d":"2,018"},{"v":1489,"d":"1,489"},{"v":1165.483870967742,"d":"1,165"},733,{"v":579.0322580645161,"d":"579"}]
[null,"Dif.",{"v":567.0967741935484,"d":"567"},{"v":751.4285714285714,"d":"751"},{"v":1013.5483870967741,"d":"1,014"},{"v":1224.6666666666667,"d":"1,225"},{"v":1410.967741935484,"d":"1,411"},{"v":1510.6666666666667,"d":"1,511"},{"v":1480,"d":"1,480"},{"v":1332.258064516129,"d":"1,332"},{"v":1125,"d":"1,125"},{"v":854.8387096774194,"d":"855"},{"v":614.6666666666666,"d":"615"},{"v":512.5806451612904,"d":"513"}]
[null,"SE",{"v":2127.0967741935483,"d":"2,127"},{"v":2603.214285714286,"d":"2,603"},{"v":2852.9032258064517,"d":"2,853"},{"v":3118.6666666666665,"d":"3,119"},{"v":3217.4193548387098,"d":"3,217"},{"v":3093.6666666666665,"d":"3,094"},{"v":3430.3225806451615,"d":"3,430"},{"v":3494.8387096774195,"d":"3,495"},{"v":3251,"d":"3,251"},{"v":3117.4193548387098,"d":"3,117"},{"v":2420.3333333333335,"d":"2,420"},{"v":2062.2580645161293,"d":"2,062"}]
[null,"Dir.",{"v":1560,"d":"1,560"},{"v":1851.7857142857142,"d":"1,852"},{"v":1839.3548387096773,"d":"1,839"},{"v":1893.6666666666667,"d":"1,894"},{"v":1806.4516129032259,"d":"1,806"},{"v":1583,"d":"1,583"},{"v":1950.3225806451612,"d":"1,950"},{"v":2162.5806451612902,"d":"2,163"},{"v":2126,"d":"2,126"},{"v":2262.9032258064517,"d":"2,263"},{"v":1805.6666666666667,"d":"1,806"},{"v":1549.6774193548388,"d":"1,550"}]
[null,"Dif.",{"v":567.0967741935484,"d":"567"},{"v":751.4285714285714,"d":"751"},{"v":1013.5483870967741,"d":"1,014"},{"v":1224.6666666666667,"d":"1,225"},{"v":1410.967741935484,"d":"1,411"},{"v":1510.6666666666667,"d":"1,511"},{"v":1480,"d":"1,480"},{"v":1332.258064516129,"d":"1,332"},{"v":1125,"d":"1,125"},{"v":854.8387096774194,"d":"855"},{"v":614.6666666666666,"d":"615"},{"v":512.5806451612904,"d":"513"}]
[null,"S",{"v":2755.1612903225805,"d":"2,755"},{"v":3270.714285714286,"d":"3,271"},{"v":3328.3870967741937,"d":"3,328"},{"v":2941.3333333333335,"d":"2,941"},{"v":2698.064516129032,"d":"2,698"},{"v":2402.6666666666665,"d":"2,403"},{"v":2648.064516129032,"d":"2,648"},{"v":3075.8064516129034,"d":"3,076"},{"v":3345.6666666666665,"d":"3,346"},{"v":3775.1612903225805,"d":"3,775"},{"v":3087,"d":"3,087"},{"v":2637.0967741935483,"d":"2,637"}]
[null,"Dir.",{"v":2187.7419354838707,"d":"2,188"},{"v":2519.285714285714,"d":"2,519"},{"v":2314.8387096774195,"d":"2,315"},{"v":1716.6666666666667,"d":"1,717"},{"v":1287.0967741935483,"d":"1,287"},892,{"v":1168.3870967741937,"d":"1,168"},{"v":1743.5483870967741,"d":"1,744"},{"v":2220.6666666666665,"d":"2,221"},{"v":2920.6451612903224,"d":"2,921"},{"v":2472,"d":"2,472"},{"v":2124.516129032258,"d":"2,125"}]
[null,"Dif.",{"v":567.0967741935484,"d":"567"},{"v":751.4285714285714,"d":"751"},{"v":1013.5483870967741,"d":"1,014"},{"v":1224.6666666666667,"d":"1,225"},{"v":1410.967741935484,"d":"1,411"},{"v":1510.6666666666667,"d":"1,511"},{"v":1480,"d":"1,480"},{"v":1332.258064516129,"d":"1,332"},{"v":1125,"d":"1,125"},{"v":854.8387096774194,"d":"855"},{"v":614.6666666666666,"d":"615"},{"v":512.5806451612904,"d":"513"}]
[null,"SW",{"v":2166.451612903226,"d":"2,166"},{"v":2705.714285714286,"d":"2,706"},{"v":3123.2258064516127,"d":"3,123"},{"v":3063.6666666666665,"d":"3,064"},{"v":3258.064516129032,"d":"3,258"},{"v":3107,"d":"3,107"},{"v":3263.2258064516127,"d":"3,263"},{"v":3393.548387096774,"d":"3,394"},{"v":3108.6666666666665,"d":"3,109"},{"v":3109.3548387096776,"d":"3,109"},{"v":2409.6666666666665,"d":"2,410"},{"v":1994.1935483870968,"d":"1,994"}]
[null,"Dir.",{"v":1599.3548387096773,"d":"1,599"},{"v":1953.9285714285713,"d":"1,954"},{"v":2109.677419354839,"d":"2,110"},{"v":1838.6666666666667,"d":"1,839"},{"v":1847.0967741935483,"d":"1,847"},{"v":1596.3333333333333,"d":"1,596"},{"v":1783.225806451613,"d":"1,783"},{"v":2061.2903225806454,"d":"2,061"},{"v":1983.6666666666667,"d":"1,984"},{"v":2254.516129032258,"d":"2,255"},{"v":1795,"d":"1,795"},{"v":1481.6129032258063,"d":"1,482"}]
[null,"Dif.",{"v":567.0967741935484,"d":"567"},{"v":751.4285714285714,"d":"751"},{"v":1013.5483870967741,"d":"1,014"},{"v":1224.6666666666667,"d":"1,225"},{"v":1410.967741935484,"d":"1,411"},{"v":1510.6666666666667,"d":"1,511"},{"v":1480,"d":"1,480"},{"v":1332.258064516129,"d":"1,332"},{"v":1125,"d":"1,125"},{"v":854.8387096774194,"d":"855"},{"v":614.6666666666666,"d":"615"},{"v":512.5806451612904,"d":"513"}]
[null,"W",{"v":1200.967741935484,"d":"1,201"},{"v":1694.2857142857142,"d":"1,694"},{"v":2389.3548387096776,"d":"2,389"},{"v":2761,"d":"2,761"},{"v":3344.8387096774195,"d":"3,345"},{"v":3419.6666666666665,"d":"3,420"},{"v":3442.2580645161293,"d":"3,442"},{"v":3201.2903225806454,"d":"3,201"},{"v":2501.3333333333335,"d":"2,501"},{"v":2023.225806451613,"d":"2,023"},{"v":1342,"d":"1,342"},{"v":1042.2580645161293,"d":"1,042"}]
[null,"Dir.",{"v":633.5483870967741,"d":"634"},{"v":942.8571428571429,"d":"943"},{"v":1375.8064516129032,"d":"1,376"},{"v":1536.3333333333333,"d":"1,536"},{"v":1933.8709677419354,"d":"1,934"},{"v":1909,"d":"1,909"},{"v":1962.258064516129,"d":"1,962"},{"v":1869.032258064516,"d":"1,869"},{"v":1376.3333333333333,"d":"1,376"},{"v":1168.3870967741937,"d":"1,168"},{"v":727.3333333333334,"d":"727"},{"v":529.6774193548387,"d":"530"}]
[null,"Dif.",{"v":567.0967741935484,"d":"567"},{"v":751.4285714285714,"d":"751"},{"v":1013.5483870967741,"d":"1,014"},{"v":1224.6666666666667,"d":"1,225"},{"v":1410.967741935484,"d":"1,411"},{"v":1510.6666666666667,"d":"1,511"},{"v":1480,"d":"1,480"},{"v":1332.258064516129,"d":"1,332"},{"v":1125,"d":"1,125"},{"v":854.8387096774194,"d":"855"},{"v":614.6666666666666,"d":"615"},{"v":512.5806451612904,"d":"513"}]
[null,"NW",{"v":602.5806451612904,"d":"603"},{"v":887.1428571428571,"d":"887"},{"v":1395.1612903225807,"d":"1,395"},{"v":1890.3333333333333,"d":"1,890"},{"v":2519.3548387096776,"d":"2,519"},{"v":2761,"d":"2,761"},{"v":2663.8709677419356,"d":"2,664"},{"v":2233.8709677419356,"d":"2,234"},{"v":1602.3333333333333,"d":"1,602"},{"v":1054.516129032258,"d":"1,055"},{"v":668.3333333333334,"d":"668"},{"v":525.1612903225807,"d":"525"}]
[null,"Dir.",{"v":35.16129032258065,"d":"35"},{"v":135.71428571428572,"d":"136"},{"v":381.61290322580646,"d":"382"},{"v":665.3333333333334,"d":"665"},{"v":1108.3870967741937,"d":"1,108"},{"v":1250.3333333333333,"d":"1,250"},{"v":1183.8709677419354,"d":"1,184"},{"v":901.9354838709677,"d":"902"},477,{"v":199.67741935483872,"d":"200"},{"v":53.666666666666664,"d":"54"},{"v":12.903225806451612,"d":"13"}]
[null,"Dif.",{"v":567.0967741935484,"d":"567"},{"v":751.4285714285714,"d":"751"},{"v":1013.5483870967741,"d":"1,014"},{"v":1224.6666666666667,"d":"1,225"},{"v":1410.967741935484,"d":"1,411"},{"v":1510.6666666666667,"d":"1,511"},{"v":1480,"d":"1,480"},{"v":1332.258064516129,"d":"1,332"},{"v":1125,"d":"1,125"},{"v":854.8387096774194,"d":"855"},{"v":614.6666666666666,"d":"615"},{"v":512.5806451612904,"d":"513"}]
[null,"N",{"v":567.0967741935484,"d":"567"},{"v":751.4285714285714,"d":"751"},{"v":1013.5483870967741,"d":"1,014"},{"v":1261,"d":"1,261"},{"v":1651.9354838709678,"d":"1,652"},{"v":1905,"d":"1,905"},{"v":1828.0645161290322,"d":"1,828"},{"v":1441.9354838709678,"d":"1,442"},{"v":1126.6666666666667,"d":"1,127"},{"v":854.8387096774194,"d":"855"},{"v":614.6666666666666,"d":"615"},{"v":512.5806451612904,"d":"513"}]
[null,"Dir.",0,0,0,{"v":36.333333333333336,"d":"36"},{"v":240.96774193548387,"d":"241"},{"v":394.3333333333333,"d":"394"},{"v":348.06451612903226,"d":"348"},{"v":109.6774193548387,"d":"110"},{"v":1.3333333333333333,"d":"1"},0,0,0]
[null,"Dif.",{"v":567.0967741935484,"d":"567"},{"v":751.4285714285714,"d":"751"},{"v":1013.5483870967741,"d":"1,014"},{"v":1224.6666666666667,"d":"1,225"},{"v":1410.967741935484,"d":"1,411"},{"v":1510.6666666666667,"d":"1,511"},{"v":1480,"d":"1,480"},{"v":1332.258064516129,"d":"1,332"},{"v":1125,"d":"1,125"},{"v":854.8387096774194,"d":"855"},{"v":614.6666666666666,"d":"615"},{"v":512.5806451612904,"d":"513"}]
[]
[null,"alfa3","Ene","Feb","Mar","Abr","May","Jun","Jul","Ago","Sep","Oct","Nov","Dic"]
[null,"Tª med",{"v":17.778494623655913,"d":"17.78"},{"v":17.777380952380952,"d":"17.78"},{"v":18.583467741935483,"d":"18.58"},{"v":18.66680555555556,"d":"18.67"},{"v":20.20403225806452,"d":"20.20"},{"v":20.876388888888894,"d":"20.88"},{"v":24.20362903225806,"d":"24.20"},{"v":24.374193548387094,"d":"24.37"},{"v":21.66625,"d":"21.67"},{"v":22.405913978494624,"d":"22.41"},{"v":20.355138888888884,"d":"20.36"},{"v":18.52513440860215,"d":"18.53"}]
[null,"Tª min",{"v":14.951612903225806,"d":"14.95"},{"v":14.949999999999998,"d":"14.95"},{"v":15.412903225806454,"d":"15.41"},{"v":15.346666666666666,"d":"15.35"},{"v":16.94516129032258,"d":"16.95"},{"v":17.279999999999998,"d":"17.28"},{"v":20.270967741935483,"d":"20.27"},{"v":20.78064516129032,"d":"20.78"},{"v":18.486666666666668,"d":"18.49"},{"v":19.358064516129033,"d":"19.36"},{"v":17.360000000000003,"d":"17.36"},{"v":15.583870967741936,"d":"15.58"}]
[null,"Tª max",{"v":20.41290322580645,"d":"20.41"},{"v":20.54642857142857,"d":"20.55"},{"v":21.461290322580638,"d":"21.46"},{"v":21.470000000000002,"d":"21.47"},{"v":23.135483870967736,"d":"23.14"},{"v":23.836666666666666,"d":"23.84"},{"v":27.52903225806451,"d":"27.53"},{"v":27.374193548387094,"d":"27.37"},{"v":24.100000000000005,"d":"24.10"},{"v":25.348387096774196,"d":"25.35"},{"v":23.086666666666666,"d":"23.09"},{"v":21.303225806451607,"d":"21.30"}]
[null,"HR %",{"v":68.14112903225806,"d":"68.14"},{"v":66.7559523809524,"d":"66.76"},{"v":66.02688172043008,"d":"66.03"},{"v":69.13333333333334,"d":"69.13"},{"v":67.66532258064517,"d":"67.67"},{"v":71.85138888888888,"d":"71.85"},{"v":64.82795698924731,"d":"64.83"},{"v":66.53091397849464,"d":"66.53"},{"v":71.61527777777776,"d":"71.62"},{"v":69.97177419354837,"d":"69.97"},{"v":70.69444444444444,"d":"70.69"},{"v":71.9260752688172,"d":"71.93"}]
[null,"Radiacion Wh/m2 dia promedio"]
[null,"Horiz.",{"v":3701.935483870968,"d":"3,702"},{"v":4508.571428571428,"d":"4,509"},{"v":5359.032258064516,"d":"5,359"},{"v":6185,"d":"6,185"},{"v":6710,"d":"6,710"},{"v":7136.333333333333,"d":"7,136"},{"v":7100.322580645161,"d":"7,100"},{"v":6405.806451612903,"d":"6,406"},{"v":5236,"d":"5,236"},{"v":4883.225806451613,"d":"4,883"},{"v":3949.6666666666665,"d":"3,950"},{"v":3457.0967741935483,"d":"3,457"}]
[null,"Dir.",{"v":2950.3225806451615,"d":"2,950"},{"v":3726.0714285714284,"d":"3,726"},{"v":4409.354838709677,"d":"4,409"},{"v":5129,"d":"5,129"},{"v":5702.258064516129,"d":"5,702"},{"v":5989,"d":"5,989"},{"v":6078.064516129032,"d":"6,078"},{"v":5486.451612903225,"d":"5,486"},{"v":4267.333333333334,"d":"4,267"},{"v":4057.7419354838707,"d":"4,058"},{"v":3200.6666666666665,"d":"3,201"},{"v":2718.064516129032,"d":"2,718"}]
[null,"Dif.",{"v":751.6129032258065,"d":"752"},{"v":782.8571428571429,"d":"783"},{"v":949.6774193548387,"d":"950"},{"v":1056,"d":"1,056"},{"v":1007.4193548387096,"d":"1,007"},{"v":1147.3333333333333,"d":"1,147"},{"v":1021.9354838709677,"d":"1,022"},{"v":919.0322580645161,"d":"919"},{"v":968.6666666666666,"d":"969"},{"v":825.483870967742,"d":"825"},749,{"v":739.0322580645161,"d":"739"}]
[null,"NE",{"v":1080.967741935484,"d":"1,081"},{"v":1362.857142857143,"d":"1,363"},{"v":1874.1935483870968,"d":"1,874"},{"v":2494.3333333333335,"d":"2,494"},{"v":3009.3548387096776,"d":"3,009"},{"v":3367.6666666666665,"d":"3,368"},{"v":3289.6774193548385,"d":"3,290"},{"v":2646.451612903226,"d":"2,646"},{"v":1895.3333333333333,"d":"1,895"},{"v":1535.1612903225807,"d":"1,535"},{"v":1136,"d":"1,136"},{"v":971.6129032258065,"d":"972"}]
[null,"Dir.",{"v":163.8709677419355,"d":"164"},{"v":346.07142857142856,"d":"346"},{"v":679.0322580645161,"d":"679"},{"v":1134.6666666666667,"d":"1,135"},{"v":1606.1290322580646,"d":"1,606"},{"v":1856.6666666666667,"d":"1,857"},{"v":1841.2903225806451,"d":"1,841"},{"v":1320.967741935484,"d":"1,321"},{"v":721.3333333333334,"d":"721"},{"v":432.5806451612903,"d":"433"},{"v":184.66666666666666,"d":"185"},{"v":102.90322580645162,"d":"103"}]
[null,"Dif.",{"v":917.0967741935484,"d":"917"},{"v":1016.7857142857143,"d":"1,017"},{"v":1195.1612903225807,"d":"1,195"},{"v":1359.6666666666667,"d":"1,360"},{"v":1403.225806451613,"d":"1,403"},{"v":1511,"d":"1,511"},{"v":1448.3870967741937,"d":"1,448"},{"v":1325.483870967742,"d":"1,325"},{"v":1173.6666666666667,"d":"1,174"},{"v":1102.5806451612902,"d":"1,103"},{"v":951.6666666666666,"d":"952"},{"v":868.7096774193549,"d":"869"}]
[null,"E",{"v":2392.5806451612902,"d":"2,393"},{"v":2737.5,"d":"2,738"},{"v":3135.1612903225805,"d":"3,135"},{"v":3486.6666666666665,"d":"3,487"},{"v":3736.451612903226,"d":"3,736"},{"v":3893.6666666666665,"d":"3,894"},{"v":3919.3548387096776,"d":"3,919"},{"v":3548.064516129032,"d":"3,548"},{"v":2857.6666666666665,"d":"2,858"},{"v":2857.4193548387098,"d":"2,857"},{"v":2441.3333333333335,"d":"2,441"},{"v":2199.3548387096776,"d":"2,199"}]
[null,"Dir.",{"v":1475.1612903225807,"d":"1,475"},{"v":1720.7142857142858,"d":"1,721"},{"v":1940,"d":"1,940"},{"v":2127,"d":"2,127"},{"v":2333.2258064516127,"d":"2,333"},{"v":2382.6666666666665,"d":"2,383"},{"v":2470.967741935484,"d":"2,471"},{"v":2222.2580645161293,"d":"2,222"},{"v":1683.6666666666667,"d":"1,684"},{"v":1754.8387096774193,"d":"1,755"},{"v":1490,"d":"1,490"},{"v":1330.6451612903227,"d":"1,331"}]
[null,"Dif.",{"v":917.0967741935484,"d":"917"},{"v":1016.7857142857143,"d":"1,017"},{"v":1195.1612903225807,"d":"1,195"},{"v":1359.6666666666667,"d":"1,360"},{"v":1403.225806451613,"d":"1,403"},{"v":1511,"d":"1,511"},{"v":1448.3870967741937,"d":"1,448"},{"v":1325.483870967742,"d":"1,325"},{"v":1173.6666666666667,"d":"1,174"},{"v":1102.5806451612902,"d":"1,103"},{"v":951.6666666666666,"d":"952"},{"v":868.7096774193549,"d":"869"}]
[null,"SE",{"v":3989.032258064516,"d":"3,989"},{"v":3946.785714285714,"d":"3,947"},{"v":3716.1290322580644,"d":"3,716"},{"v":3433,"d":"3,433"},{"v":3141.2903225806454,"d":"3,141"},{"v":3024,"d":"3,024"},{"v":3110.967741935484,"d":"3,111"},{"v":3283.548387096774,"d":"3,284"},{"v":3119.6666666666665,"d":"3,120"},{"v":3885.1612903225805,"d":"3,885"},{"v":3929,"d":"3,929"},{"v":3866.7741935483873,"d":"3,867"}]
[null,"Dir.",{"v":3071.935483870968,"d":"3,072"},{"v":2930,"d":"2,930"},{"v":2520.967741935484,"d":"2,521"},{"v":2073.3333333333335,"d":"2,073"},{"v":1738.0645161290322,"d":"1,738"},{"v":1513,"d":"1,513"},{"v":1662.9032258064517,"d":"1,663"},{"v":1957.741935483871,"d":"1,958"},{"v":1945.6666666666667,"d":"1,946"},{"v":2782.5806451612902,"d":"2,783"},{"v":2977.6666666666665,"d":"2,978"},{"v":2998.064516129032,"d":"2,998"}]
[null,"Dif.",{"v":917.0967741935484,"d":"917"},{"v":1016.7857142857143,"d":"1,017"},{"v":1195.1612903225807,"d":"1,195"},{"v":1359.6666666666667,"d":"1,360"},{"v":1403.225806451613,"d":"1,403"},{"v":1511,"d":"1,511"},{"v":1448.3870967741937,"d":"1,448"},{"v":1325.483870967742,"d":"1,325"},{"v":1173.6666666666667,"d":"1,174"},{"v":1102.5806451612902,"d":"1,103"},{"v":951.6666666666666,"d":"952"},{"v":868.7096774193549,"d":"869"}]
[null,"S",{"v":4959.354838709677,"d":"4,959"},{"v":4646.071428571428,"d":"4,646"},{"v":3773.2258064516127,"d":"3,773"},{"v":2777,"d":"2,777"},{"v":1979.3548387096773,"d":"1,979"},{"v":1739,"d":"1,739"},{"v":1816.1290322580646,"d":"1,816"},{"v":2383.548387096774,"d":"2,384"},{"v":2956.3333333333335,"d":"2,956"},{"v":4397.419354838709,"d":"4,397"},{"v":4894,"d":"4,894"},{"v":4949.032258064516,"d":"4,949"}]
[null,"Dir.",{"v":4042.2580645161293,"d":"4,042"},{"v":3629.285714285714,"d":"3,629"},{"v":2578.064516129032,"d":"2,578"},{"v":1417.3333333333333,"d":"1,417"},{"v":576.1290322580645,"d":"576"},{"v":228.33333333333334,"d":"228"},{"v":368.06451612903226,"d":"368"},{"v":1058.0645161290322,"d":"1,058"},{"v":1782.3333333333333,"d":"1,782"},{"v":3295.1612903225805,"d":"3,295"},{"v":3942.3333333333335,"d":"3,942"},{"v":4080.3225806451615,"d":"4,080"}]
[null,"Dif.",{"v":917.0967741935484,"d":"917"},{"v":1016.7857142857143,"d":"1,017"},{"v":1195.1612903225807,"d":"1,195"},{"v":1359.6666666666667,"d":"1,360"},{"v":1403.225806451613,"d":"1,403"},{"v":1511,"d":"1,511"},{"v":1448.3870967741937,"d":"1,448"},{"v":1325.483870967742,"d":"1,325"},{"v":1173.6666666666667,"d":"1,174"},{"v":1102.5806451612902,"d":"1,103"},{"v":951.6666666666666,"d":"952"},{"v":868.7096774193549,"d":"869"}]
[null,"SW",{"v":3870.6451612903224,"d":"3,871"},{"v":3873.214285714286,"d":"3,873"},{"v":3676.451612903226,"d":"3,676"},{"v":3525.6666666666665,"d":"3,526"},{"v":3072.2580645161293,"d":"3,072"},{"v":3035,"d":"3,035"},{"v":3079.032258064516,"d":"3,079"},{"v":3238.064516129032,"d":"3,238"},{"v":3271.6666666666665,"d":"3,272"},{"v":3814.1935483870966,"d":"3,814"},{"v":3913,"d":"3,913"},{"v":3866.451612903226,"d":"3,866"}]
[null,"Dir.",{"v":2953.548387096774,"d":"2,954"},{"v":2856.4285714285716,"d":"2,856"},{"v":2480.967741935484,"d":"2,481"},{"v":2166.0000000000005,"d":"2,166"},{"v":1669.032258064516,"d":"1,669"},{"v":1524,"d":"1,524"},{"v":1630.967741935484,"d":"1,631"},{"v":1912.5806451612902,"d":"1,913"},{"v":2098,"d":"2,098"},{"v":2711.6129032258063,"d":"2,712"},{"v":2961.6666666666665,"d":"2,962"},{"v":2997.7419354838707,"d":"2,998"}]
[null,"Dif.",{"v":917.0967741935484,"d":"917"},{"v":1016.7857142857143,"d":"1,017"},{"v":1195.1612903225807,"d":"1,195"},{"v":1359.6666666666667,"d":"1,360"},{"v":1403.225806451613,"d":"1,403"},{"v":1511,"d":"1,511"},{"v":1448.3870967741937,"d":"1,448"},{"v":1325.483870967742,"d":"1,325"},{"v":1173.6666666666667,"d":"1,174"},{"v":1102.5806451612902,"d":"1,103"},{"v":951.6666666666666,"d":"952"},{"v":868.7096774193549,"d":"869"}]
[null,"W",{"v":2295.483870967742,"d":"2,295"},{"v":2658.214285714286,"d":"2,658"},{"v":3105.8064516129034,"d":"3,106"},{"v":3603,"d":"3,603"},{"v":3648.7096774193546,"d":"3,649"},{"v":3913.6666666666665,"d":"3,914"},{"v":3862.2580645161293,"d":"3,862"},{"v":3477.7419354838707,"d":"3,478"},{"v":3034,"d":"3,034"},{"v":2785.483870967742,"d":"2,785"},{"v":2426.3333333333335,"d":"2,426"},{"v":2212.9032258064517,"d":"2,213"}]
[null,"Dir.",{"v":1378.3870967741937,"d":"1,378"},{"v":1641.4285714285713,"d":"1,641"},{"v":1910.3225806451612,"d":"1,910"},{"v":2243.3333333333335,"d":"2,243"},{"v":2245.483870967742,"d":"2,245"},{"v":2402.6666666666665,"d":"2,403"},{"v":2413.8709677419356,"d":"2,414"},{"v":2152.2580645161293,"d":"2,152"},{"v":1860.3333333333333,"d":"1,860"},{"v":1683.225806451613,"d":"1,683"},{"v":1474.6666666666667,"d":"1,475"},{"v":1344.1935483870968,"d":"1,344"}]
[null,"Dif.",{"v":917.0967741935484,"d":"917"},{"v":1016.7857142857143,"d":"1,017"},{"v":1195.1612903225807,"d":"1,195"},{"v":1359.6666666666667,"d":"1,360"},{"v":1403.225806451613,"d":"1,403"},{"v":1511,"d":"1,511"},{"v":1448.3870967741937,"d":"1,448"},{"v":1325.483870967742,"d":"1,325"},{"v":1173.6666666666667,"d":"1,174"},{"v":1102.5806451612902,"d":"1,103"},{"v":951.6666666666666,"d":"952"},{"v":868.7096774193549,"d":"869"}]
[null,"NW",{"v":1062.258064516129,"d":"1,062"},{"v":1324.642857142857,"d":"1,325"},{"v":1872.258064516129,"d":"1,872"},{"v":2566.3333333333335,"d":"2,566"},{"v":2954.516129032258,"d":"2,955"},{"v":3385,"d":"3,385"},{"v":3240.967741935484,"d":"3,241"},{"v":2592.9032258064517,"d":"2,593"},{"v":1992.6666666666667,"d":"1,993"},{"v":1504.516129032258,"d":"1,505"},{"v":1130.6666666666667,"d":"1,131"},{"v":990.9677419354839,"d":"991"}]
[null,"Dir.",{"v":145.16129032258064,"d":"145"},{"v":307.85714285714283,"d":"308"},{"v":677.0967741935484,"d":"677"},{"v":1206.6666666666667,"d":"1,207"},{"v":1551.2903225806451,"d":"1,551"},{"v":1874,"d":"1,874"},{"v":1792.5806451612902,"d":"1,793"},{"v":1267.4193548387098,"d":"1,267"},{"v":818.6666666666666,"d":"819"},{"v":401.93548387096774,"d":"402"},{"v":179.33333333333334,"d":"179"},{"v":122.25806451612904,"d":"122"}]
[null,"Dif.",{"v":917.0967741935484,"d":"917"},{"v":1016.7857142857143,"d":"1,017"},{"v":1195.1612903225807,"d":"1,195"},{"v":1359.6666666666667,"d":"1,360"},{"v":1403.225806451613,"d":"1,403"},{"v":1511,"d":"1,511"},{"v":1448.3870967741937,"d":"1,448"},{"v":1325.483870967742,"d":"1,325"},{"v":1173.6666666666667,"d":"1,174"},{"v":1102.5806451612902,"d":"1,103"},{"v":951.6666666666666,"d":"952"},{"v":868.7096774193549,"d":"869"}]
[null,"N",{"v":917.0967741935484,"d":"917"},{"v":1016.7857142857143,"d":"1,017"},{"v":1195.1612903225807,"d":"1,195"},{"v":1435,"d":"1,435"},{"v":1802.9032258064517,"d":"1,803"},{"v":2229.3333333333335,"d":"2,229"},{"v":2056.7741935483873,"d":"2,057"},{"v":1477.0967741935483,"d":"1,477"},{"v":1186,"d":"1,186"},{"v":1102.5806451612902,"d":"1,103"},{"v":951.6666666666666,"d":"952"},{"v":868.7096774193549,"d":"869"}]
[null,"Dir.",0,0,0,{"v":75.33333333333333,"d":"75"},{"v":399.6774193548387,"d":"400"},{"v":718.6666666666666,"d":"719"},{"v":608.7096774193549,"d":"609"},{"v":151.29032258064515,"d":"151"},{"v":12.333333333333334,"d":"12"},0,0,0]
[null,"Dif.",{"v":917.0967741935484,"d":"917"},{"v":1016.7857142857143,"d":"1,017"},{"v":1195.1612903225807,"d":"1,195"},{"v":1359.6666666666667,"d":"1,360"},{"v":1403.225806451613,"d":"1,403"},{"v":1511,"d":"1,511"},{"v":1448.3870967741937,"d":"1,448"},{"v":1325.483870967742,"d":"1,325"},{"v":1173.6666666666667,"d":"1,174"},{"v":1102.5806451612902,"d":"1,103"},{"v":951.6666666666666,"d":"952"},{"v":868.7096774193549,"d":"869"}]

{"sheet":"Irradiacion","index":5,"n_rows":377,"n_cols":14,"rows_kept":377,"hidden":true,"flags":["formulas_cached_only"]}
[]
["A3","I>","Ene","Feb","Mar","Abr","May","Jun","Jul","Ago","Sep","Oct","Nov","Dic"]
["H",200,0.86,0.92,0.93,0.93,0.95,0.95,0.96,0.95,0.95,0.93,0.88,0.88]
["NE",200,{"v":0,"d":"0.00"},0.07,0.31,{"v":0.5,"d":"0.50"},0.59,0.68,0.65,0.59,0.43,{"v":0.2,"d":"0.20"},{"v":0,"d":"0.00"},{"v":0,"d":"0.00"}]
["E",200,0.71,0.78,0.75,0.77,0.77,0.78,{"v":0.8,"d":"0.80"},{"v":0.8,"d":"0.80"},0.79,0.79,0.74,{"v":0.7,"d":"0.70"}]
["SE",200,{"v":0.9,"d":"0.90"},0.92,0.88,0.83,0.78,0.78,{"v":0.8,"d":"0.80"},0.84,{"v":0.9,"d":"0.90"},0.92,0.92,0.93]
["S",200,0.97,0.95,0.93,0.86,0.81,0.69,0.78,0.86,0.92,0.96,0.96,0.98]
["SW",200,0.91,0.91,{"v":0.9,"d":"0.90"},0.83,{"v":0.8,"d":"0.80"},0.76,0.81,0.83,0.91,0.93,0.91,0.93]
["W",200,0.73,0.76,0.78,0.76,0.78,0.77,{"v":0.8,"d":"0.80"},{"v":0.8,"d":"0.80"},0.78,0.79,0.74,0.69]
["NW",200,{"v":0,"d":"0.00"},0.07,0.34,{"v":0.5,"d":"0.50"},{"v":0.6,"d":"0.60"},0.66,0.64,0.59,0.41,0.19,{"v":0,"d":"0.00"},{"v":0,"d":"0.00"}]
["N",200,{"v":0,"d":"0.00"},{"v":0,"d":"0.00"},{"v":0,"d":"0.00"},{"v":0,"d":"0.00"},0.01,0.13,0.06,{"v":0,"d":"0.00"},{"v":0,"d":"0.00"},{"v":0,"d":"0.00"},{"v":0,"d":"0.00"},{"v":0,"d":"0.00"}]
["H",300,0.72,0.81,0.85,0.86,0.88,0.89,{"v":0.9,"d":"0.90"},0.92,0.88,0.85,{"v":0.8,"d":"0.80"},0.66]
["NE",300,{"v":0,"d":"0.00"},{"v":0,"d":"0.00"},0.21,0.36,0.52,0.56,0.58,{"v":0.5,"d":"0.50"},0.27,0.03,{"v":0,"d":"0.00"},{"v":0,"d":"0.00"}]
["E",300,{"v":0.6,"d":"0.60"},0.64,0.63,0.65,0.67,{"v":0.7,"d":"0.70"},0.71,0.71,0.67,0.69,0.57,0.59]
["SE",300,0.89,0.88,0.79,0.76,{"v":0.7,"d":"0.70"},0.67,{"v":0.7,"d":"0.70"},0.79,0.79,0.87,0.88,0.91]
["S",300,0.95,{"v":0.9,"d":"0.90"},0.83,0.76,0.66,0.54,0.61,0.74,0.84,0.89,0.92,0.94]
["SW",300,0.89,0.86,0.81,0.75,0.73,0.63,{"v":0.7,"d":"0.70"},{"v":0.8,"d":"0.80"},0.81,0.89,0.89,0.89]
["W",300,0.59,0.64,0.65,0.66,0.71,0.69,{"v":0.7,"d":"0.70"},0.71,0.67,0.66,0.59,0.56]
["NW",300,{"v":0,"d":"0.00"},{"v":0,"d":"0.00"},0.17,0.38,0.57,0.54,0.58,0.49,0.25,0.03,{"v":0,"d":"0.00"},{"v":0,"d":"0.00"}]
["N",300,{"v":0,"d":"0.00"},{"v":0,"d":"0.00"},{"v":0,"d":"0.00"},{"v":0,"d":"0.00"},{"v":0,"d":"0.00"},{"v":0,"d":"0.00"},{"v":0,"d":"0.00"},{"v":0,"d":"0.00"},{"v":0,"d":"0.00"},{"v":0,"d":"0.00"},{"v":0,"d":"0.00"},{"v":0,"d":"0.00"}]
["H",500,0.04,0.39,0.57,0.67,0.74,0.75,0.77,0.76,0.66,0.55,0.11,{"v":0,"d":"0.00"}]
["NE",500,{"v":0,"d":"0.00"},{"v":0,"d":"0.00"},{"v":0,"d":"0.00"},0.08,0.25,0.33,0.32,0.21,{"v":0,"d":"0.00"},{"v":0,"d":"0.00"},{"v":0,"d":"0.00"},{"v":0,"d":"0.00"}]
["E",500,0.07,0.31,0.48,0.54,0.51,0.53,0.56,0.56,0.44,0.37,0.12,{"v":0,"d":"0.00"}]
["SE",500,0.72,0.66,0.61,0.53,0.48,0.36,0.45,0.56,{"v":0.6,"d":"0.60"},0.66,{"v":0.7,"d":"0.70"},0.72]
["S",500,0.78,0.69,0.58,0.46,0.17,0.01,0.02,0.37,0.59,0.69,0.77,0.81]
["SW",500,0.71,0.67,{"v":0.6,"d":"0.60"},0.54,0.49,0.35,{"v":0.4,"d":"0.40"},0.53,0.58,0.64,{"v":0.7,"d":"0.70"},{"v":0.7,"d":"0.70"}]
["W",500,0.12,0.28,0.43,0.53,0.54,{"v":0.5,"d":"0.50"},0.54,0.58,0.42,0.34,0.18,{"v":0,"d":"0.00"}]
["NW",500,{"v":0,"d":"0.00"},{"v":0,"d":"0.00"},{"v":0,"d":"0.00"},0.17,0.27,0.28,0.29,0.13,{"v":0,"d":"0.00"},{"v":0,"d":"0.00"},{"v":0,"d":"0.00"},{"v":0,"d":"0.00"}]
["N",500,{"v":0,"d":"0.00"},{"v":0,"d":"0.00"},{"v":0,"d":"0.00"},{"v":0,"d":"0.00"},{"v":0,"d":"0.00"},{"v":0,"d":"0.00"},{"v":0,"d":"0.00"},{"v":0,"d":"0.00"},{"v":0,"d":"0.00"},{"v":0,"d":"0.00"},{"v":0,"d":"0.00"},{"v":0,"d":"0.00"}]
[]
["A4","I>","Ene","Feb","Mar","Abr","May","Jun","Jul","Ago","Sep","Oct","Nov","Dic"]
["H",200,0.86,0.92,0.93,0.93,0.95,0.97,0.97,0.96,0.95,0.92,0.89,0.88]
["NE",200,0,0.07,0.31,0.5,0.59,0.67,0.66,0.61,0.41,0.19,0,0]
["E",200,0.71,0.78,0.75,0.77,0.77,0.79,0.81,0.82,0.78,0.77,0.76,0.71]
["SE",200,0.9,0.92,0.88,0.83,0.78,0.78,0.82,0.86,0.9,0.92,0.92,0.92]
["S",200,0.97,0.95,0.93,0.86,0.81,0.69,0.8,0.9,0.92,0.95,0.96,0.99]
["SW",200,0.91,0.91,0.9,0.83,0.8,0.79,0.82,0.85,0.9,0.92,0.91,0.93]
["W",200,0.73,0.76,0.78,0.76,0.78,0.79,0.82,0.81,0.78,0.78,0.74,0.68]
["NW",200,0,0.07,0.34,0.5,0.6,0.67,0.68,0.6,0.4,0.18,0,0]
["N",200,0,0,0,0,0.01,0.17,0.07,0,0,0,0,0]
["H",300,0.72,0.81,0.85,0.86,0.88,0.91,0.92,0.94,0.89,0.85,0.8,0.65]
["NE",300,0,0,0.21,0.36,0.52,0.6,0.61,0.53,0.29,0.01,0,0]
["E",300,0.6,0.64,0.63,0.65,0.67,0.7,0.73,0.74,0.69,0.66,0.6,0.57]
["SE",300,0.89,0.88,0.79,0.76,0.7,0.67,0.73,0.83,0.81,0.87,0.88,0.9]
["S",300,0.95,0.9,0.83,0.76,0.66,0.52,0.69,0.77,0.86,0.9,0.93,0.94]
["SW",300,0.89,0.86,0.81,0.75,0.73,0.64,0.72,0.82,0.81,0.88,0.88,0.91]
["W",300,0.59,0.64,0.65,0.66,0.71,0.7,0.75,0.73,0.67,0.66,0.61,0.59]
["NW",300,0,0,0.17,0.38,0.57,0.57,0.63,0.51,0.24,0.04,0,0]
["N",300,0,0,0,0,0,0,0,0,0,0,0,0]
["H",500,0.04,0.39,0.57,0.67,0.74,0.74,0.8,0.8,0.7,0.54,0.07,0]
["NE",500,0,0,0,0.08,0.25,0.36,0.29,0.21,0.01,0,0,0]
["E",500,0.07,0.31,0.48,0.54,0.51,0.56,0.56,0.6,0.49,0.33,0.17,0]
["SE",500,0.72,0.66,0.61,0.53,0.48,0.43,0.47,0.61,0.61,0.68,0.71,0.69]
["S",500,0.78,0.69,0.58,0.46,0.17,0,0.02,0.36,0.61,0.69,0.77,0.79]
["SW",500,0.71,0.67,0.6,0.54,0.49,0.4,0.44,0.59,0.61,0.67,0.69,0.71]
["W",500,0.12,0.28,0.43,0.53,0.54,0.55,0.56,0.57,0.46,0.36,0.16,0]
["NW",500,0,0,0,0.17,0.27,0.35,0.3,0.12,0,0,0,0]
["N",500,0,0,0,0,0,0,0,0,0,0,0,0]
[]
["B3","I>","Ene","Feb","Mar","Abr","May","Jun","Jul","Ago","Sep","Oct","Nov","Dic"]
["H",200,0.85,0.91,0.92,0.93,0.95,0.95,0.96,0.95,0.94,0.92,0.86,0.85]
["NE",200,0,0.07,0.32,0.5,0.58,0.64,0.64,0.61,0.41,0.2,0,0]
["E",200,0.69,0.75,0.73,0.76,0.77,0.77,0.79,0.81,0.78,0.75,0.73,0.62]
["SE",200,0.91,0.9,0.88,0.83,0.8,0.78,0.8,0.83,0.9,0.91,0.91,0.92]
["S",200,0.96,0.94,0.92,0.85,0.83,0.71,0.78,0.87,0.91,0.95,0.95,0.97]
["SW",200,0.91,0.9,0.87,0.81,0.79,0.78,0.8,0.82,0.89,0.91,0.91,0.92]
["W",200,0.7,0.74,0.74,0.74,0.78,0.78,0.79,0.78,0.78,0.76,0.72,0.64]
["NW",200,0,0.07,0.29,0.48,0.59,0.66,0.63,0.56,0.43,0.14,0,0]
["N",200,0,0,0,0,0.01,0.13,0.07,0,0,0,0,0]
["H",300,0.7,0.79,0.84,0.85,0.89,0.89,0.9,0.9,0.87,0.82,0.74,0.6]
["NE",300,0,0,0.18,0.39,0.49,0.55,0.55,0.51,0.27,0.05,0,0]
["E",300,0.53,0.62,0.61,0.66,0.67,0.68,0.71,0.72,0.66,0.64,0.55,0.47]
["SE",300,0.86,0.86,0.78,0.76,0.71,0.63,0.71,0.8,0.79,0.86,0.86,0.86]
["S",300,0.92,0.88,0.81,0.73,0.66,0.52,0.65,0.74,0.83,0.88,0.92,0.91]
["SW",300,0.86,0.86,0.77,0.74,0.71,0.65,0.69,0.78,0.79,0.84,0.86,0.87]
["W",300,0.54,0.61,0.61,0.64,0.69,0.68,0.69,0.68,0.68,0.62,0.56,0.52]
["NW",300,0,0.01,0.13,0.34,0.52,0.53,0.56,0.46,0.25,0.01,0,0]
["N",300,0,0,0,0,0,0,0,0,0,0,0,0]
["H",500,0.06,0.37,0.54,0.63,0.73,0.76,0.76,0.76,0.68,0.5,0.12,0]
["NE",500,0,0,0,0.11,0.19,0.29,0.31,0.2,0,0,0,0]
["E",500,0.13,0.29,0.44,0.52,0.5,0.51,0.52,0.57,0.43,0.38,0.24,0.01]
["SE",500,0.64,0.64,0.59,0.51,0.41,0.36,0.39,0.55,0.58,0.62,0.67,0.59]
["S",500,0.73,0.7,0.57,0.38,0.11,0,0.05,0.36,0.58,0.64,0.7,0.71]
["SW",500,0.63,0.64,0.6,0.49,0.43,0.37,0.42,0.55,0.58,0.65,0.65,0.6]
["W",500,0.09,0.28,0.39,0.47,0.48,0.48,0.52,0.53,0.45,0.28,0.13,0.01]
["NW",500,0,0,0,0.14,0.23,0.28,0.3,0.1,0.01,0,0,0]
["N",500,0,0,0,0,0,0,0,0,0,0,0,0]
[]
["B4","I>","Ene","Feb","Mar","Abr","May","Jun","Jul","Ago","Sep","Oct","Nov","Dic"]
["H",200,0.85,0.91,0.92,0.93,0.95,0.97,0.97,0.96,0.95,0.9,0.85,0.86]
["NE",200,0,0.07,0.32,0.5,0.58,0.69,0.68,0.61,0.44,0.16,0,0]
["E",200,0.69,0.75,0.73,0.76,0.77,0.8,0.82,0.82,0.79,0.76,0.71,0.63]
["SE",200,0.91,0.9,0.88,0.83,0.8,0.8,0.82,0.85,0.9,0.9,0.91,0.92]
["S",200,0.96,0.94,0.92,0.85,0.83,0.72,0.79,0.9,0.92,0.94,0.94,0.96]
["SW",200,0.91,0.9,0.87,0.81,0.79,0.79,0.81,0.84,0.9,0.9,0.91,0.92]
["W",200,0.7,0.74,0.74,0.74,0.78,0.79,0.81,0.81,0.79,0.74,0.71,0.64]
["NW",200,0,0.07,0.29,0.48,0.59,0.66,0.66,0.6,0.42,0.17,0,0]
["N",200,0,0,0,0,0.01,0.14,0.09,0,0,0,0,0]
["H",300,0.7,0.79,0.84,0.85,0.89,0.9,0.91,0.93,0.89,0.81,0.75,0.62]
["NE",300,0,0,0.18,0.39,0.49,0.58,0.63,0.52,0.27,0.03,0,0]
["E",300,0.53,0.62,0.61,0.66,0.67,0.71,0.75,0.73,0.69,0.62,0.57,0.47]
["SE",300,0.86,0.86,0.78,0.76,0.71,0.67,0.74,0.83,0.81,0.82,0.86,0.86]
["S",300,0.92,0.88,0.81,0.73,0.66,0.54,0.68,0.78,0.86,0.85,0.9,0.92]
["SW",300,0.86,0.86,0.77,0.74,0.71,0.66,0.73,0.83,0.81,0.84,0.86,0.87]
["W",300,0.54,0.61,0.61,0.64,0.69,0.69,0.72,0.73,0.69,0.64,0.56,0.49]
["NW",300,0,0.01,0.13,0.34,0.52,0.58,0.6,0.49,0.24,0.03,0,0]
["N",300,0,0,0,0,0,0,0,0,0,0,0,0]
["H",500,0.06,0.37,0.54,0.63,0.73,0.75,0.79,0.8,0.7,0.49,0.09,0]
["NE",500,0,0,0,0.11,0.19,0.33,0.37,0.18,0,0,0,0]
["E",500,0.13,0.29,0.44,0.52,0.5,0.54,0.58,0.58,0.47,0.35,0.15,0]
["SE",500,0.64,0.64,0.59,0.51,0.41,0.37,0.48,0.59,0.61,0.65,0.65,0.62]
["S",500,0.73,0.7,0.57,0.38,0.11,0,0.02,0.36,0.58,0.62,0.72,0.72]
["SW",500,0.63,0.64,0.6,0.49,0.43,0.4,0.47,0.59,0.61,0.63,0.67,0.62]
["W",500,0.09,0.28,0.39,0.47,0.48,0.51,0.58,0.57,0.44,0.34,0.15,0]
["NW",500,0,0,0,0.14,0.23,0.28,0.31,0.16,0,0,0,0]
["N",500,0,0,0,0,0,0,0,0,0,0,0,0]
[]
["C1","I>","Ene","Feb","Mar","Abr","May","Jun","Jul","Ago","Sep","Oct","Nov","Dic"]
["H",200,0.74,0.84,0.89,0.89,0.92,0.94,0.95,0.94,0.9,0.87,0.76,0.72]
["NE",200,0,0.05,0.27,0.46,0.56,0.59,0.62,0.53,0.36,0.11,0,0]
["E",200,0.59,0.6,0.7,0.7,0.73,0.72,0.77,0.77,0.72,0.69,0.62,0.51]
["SE",200,0.84,0.83,0.83,0.78,0.74,0.72,0.78,0.81,0.82,0.86,0.85,0.83]
["S",200,0.91,0.88,0.88,0.78,0.71,0.64,0.71,0.82,0.84,0.91,0.9,0.91]
["SW",200,0.84,0.85,0.82,0.77,0.68,0.72,0.75,0.79,0.82,0.87,0.84,0.84]
["W",200,0.61,0.67,0.69,0.69,0.66,0.73,0.73,0.74,0.71,0.7,0.65,0.53]
["NW",200,0,0.05,0.25,0.42,0.45,0.59,0.57,0.52,0.32,0.14,0,0]
["N",200,0,0,0,0,0.04,0.14,0.07,0,0,0,0,0]
["H",300,0.49,0.67,0.75,0.79,0.83,0.86,0.89,0.88,0.79,0.76,0.58,0.39]
["NE",300,0,0,0.15,0.32,0.46,0.48,0.51,0.43,0.25,0,0,0]
["E",300,0.45,0.47,0.54,0.61,0.63,0.61,0.67,0.67,0.6,0.54,0.47,0.38]
["SE",300,0.73,0.74,0.7,0.68,0.63,0.55,0.64,0.75,0.71,0.78,0.77,0.74]
["S",300,0.82,0.8,0.73,0.63,0.5,0.44,0.54,0.67,0.75,0.83,0.84,0.81]
["SW",300,0.74,0.76,0.71,0.67,0.57,0.57,0.6,0.71,0.69,0.81,0.78,0.73]
["W",300,0.48,0.5,0.54,0.57,0.53,0.61,0.62,0.64,0.55,0.56,0.51,0.37]
["NW",300,0,0.02,0.16,0.32,0.35,0.48,0.44,0.38,0.21,0.02,0,0]
["N",300,0,0,0,0,0,0,0,0,0,0,0,0]
["H",500,0.08,0.25,0.45,0.54,0.61,0.66,0.7,0.66,0.59,0.42,0.13,0]
["NE",500,0,0,0,0.06,0.22,0.28,0.23,0.13,0.01,0,0,0]
["E",500,0.13,0.18,0.4,0.4,0.45,0.43,0.47,0.46,0.43,0.26,0.15,0.03]
["SE",500,0.51,0.5,0.53,0.4,0.38,0.29,0.35,0.44,0.55,0.56,0.5,0.46]
["S",500,0.55,0.58,0.48,0.3,0.14,0.02,0.04,0.3,0.5,0.59,0.56,0.57]
["SW",500,0.55,0.55,0.5,0.43,0.34,0.32,0.36,0.4,0.5,0.59,0.51,0.49]
["W",500,0.13,0.25,0.36,0.41,0.38,0.46,0.41,0.4,0.4,0.3,0.17,0.01]
["NW",500,0,0,0.01,0.09,0.19,0.29,0.21,0.13,0,0,0,0]
["N",500,0,0,0,0,0,0,0,0,0,0,0,0]
[]
["C2","I>","Ene","Feb","Mar","Abr","May","Jun","Jul","Ago","Sep","Oct","Nov","Dic"]
["H",200,0.74,0.84,0.89,0.89,0.92,0.94,0.96,0.95,0.94,0.85,0.77,0.65]
["NE",200,0,0.05,0.27,0.46,0.56,0.66,0.66,0.57,0.35,0.15,0,0]
["E",200,0.59,0.6,0.7,0.7,0.73,0.77,0.8,0.79,0.75,0.7,0.64,0.55]
["SE",200,0.84,0.83,0.83,0.78,0.74,0.78,0.8,0.82,0.86,0.85,0.84,0.83]
["S",200,0.91,0.88,0.88,0.78,0.71,0.67,0.76,0.87,0.89,0.89,0.88,0.9]
["SW",200,0.84,0.85,0.82,0.77,0.68,0.74,0.78,0.83,0.87,0.83,0.83,0.81]
["W",200,0.61,0.67,0.69,0.69,0.66,0.75,0.77,0.79,0.76,0.65,0.58,0.5]
["NW",200,0,0.05,0.25,0.42,0.45,0.62,0.61,0.58,0.37,0.12,0,0]
["N",200,0,0,0,0,0.04,0.11,0.08,0,0,0,0,0]
["H",300,0.49,0.67,0.75,0.79,0.83,0.89,0.9,0.9,0.85,0.71,0.57,0.4]
["NE",300,0,0,0.15,0.32,0.46,0.55,0.58,0.45,0.21,0.05,0,0]
["E",300,0.45,0.47,0.54,0.61,0.63,0.69,0.72,0.69,0.64,0.57,0.52,0.34]
["SE",300,0.73,0.74,0.7,0.68,0.63,0.62,0.71,0.78,0.77,0.78,0.77,0.75]
["S",300,0.82,0.8,0.73,0.63,0.5,0.53,0.6,0.75,0.82,0.78,0.82,0.78]
["SW",300,0.74,0.76,0.71,0.67,0.57,0.61,0.68,0.78,0.77,0.75,0.75,0.71]
["W",300,0.48,0.5,0.54,0.57,0.53,0.64,0.67,0.69,0.65,0.51,0.46,0.38]
["NW",300,0,0.02,0.16,0.32,0.35,0.5,0.52,0.46,0.21,0.04,0,0]
["N",300,0,0,0,0,0,0,0,0,0,0,0,0]
["H",500,0.08,0.25,0.45,0.54,0.61,0.71,0.76,0.77,0.64,0.45,0.13,0]
["NE",500,0,0,0,0.06,0.22,0.3,0.34,0.09,0,0,0,0]
["E",500,0.13,0.18,0.4,0.4,0.45,0.49,0.57,0.52,0.46,0.33,0.14,0]
["SE",500,0.51,0.5,0.53,0.4,0.38,0.37,0.47,0.53,0.58,0.59,0.57,0.48]
["S",500,0.55,0.58,0.48,0.3,0.14,0,0.04,0.32,0.56,0.59,0.62,0.58]
["SW",500,0.55,0.55,0.5,0.43,0.34,0.35,0.4,0.54,0.57,0.53,0.55,0.51]
["W",500,0.13,0.25,0.36,0.41,0.38,0.49,0.5,0.53,0.44,0.3,0.15,0.07]
["NW",500,0,0,0.01,0.09,0.19,0.28,0.25,0.16,0,0,0,0]
["N",500,0,0,0,0,0,0,0,0,0,0,0,0]
[]
["C3","I>","Ene","Feb","Mar","Abr","May","Jun","Jul","Ago","Sep","Oct","Nov","Dic"]
["H",200,0.74,0.84,0.89,0.89,0.92,0.96,0.96,0.96,0.94,0.86,0.77,0.7]
["NE",200,0,0.05,0.27,0.46,0.56,0.67,0.66,0.6,0.44,0.14,0,0]
["E",200,0.59,0.6,0.7,0.7,0.73,0.78,0.81,0.81,0.79,0.7,0.64,0.54]
["SE",200,0.84,0.83,0.83,0.78,0.74,0.78,0.81,0.84,0.89,0.87,0.86,0.84]
["S",200,0.91,0.88,0.88,0.78,0.71,0.69,0.77,0.88,0.91,0.89,0.89,0.91]
["SW",200,0.84,0.85,0.82,0.77,0.68,0.76,0.8,0.82,0.89,0.85,0.84,0.83]
["W",200,0.61,0.67,0.69,0.69,0.66,0.76,0.8,0.78,0.78,0.68,0.55,0.54]
["NW",200,0,0.05,0.25,0.42,0.45,0.63,0.64,0.55,0.43,0.12,0,0]
["N",200,0,0,0,0,0.04,0.12,0.08,0,0,0,0,0]
["H",300,0.49,0.67,0.75,0.79,0.83,0.88,0.91,0.91,0.88,0.75,0.55,0.39]
["NE",300,0,0,0.15,0.32,0.46,0.56,0.6,0.48,0.31,0.04,0,0]
["E",300,0.45,0.47,0.54,0.61,0.63,0.69,0.73,0.72,0.69,0.59,0.48,0.37]
["SE",300,0.73,0.74,0.7,0.68,0.63,0.65,0.71,0.8,0.81,0.78,0.79,0.74]
["S",300,0.82,0.8,0.73,0.63,0.5,0.53,0.64,0.75,0.85,0.81,0.79,0.81]
["SW",300,0.74,0.76,0.71,0.67,0.57,0.62,0.69,0.78,0.79,0.75,0.73,0.72]
["W",300,0.48,0.5,0.54,0.57,0.53,0.65,0.7,0.69,0.67,0.52,0.37,0.34]
["NW",300,0,0.02,0.16,0.32,0.35,0.52,0.55,0.44,0.28,0.03,0,0]
["N",300,0,0,0,0,0,0,0,0,0,0,0,0]
["H",500,0.08,0.25,0.45,0.54,0.61,0.75,0.77,0.77,0.66,0.41,0.16,0]
["NE",500,0,0,0,0.06,0.22,0.33,0.31,0.17,0.01,0,0,0]
["E",500,0.13,0.18,0.4,0.4,0.45,0.53,0.56,0.56,0.49,0.37,0.16,0.06]
["SE",500,0.51,0.5,0.53,0.4,0.38,0.38,0.44,0.55,0.63,0.57,0.53,0.5]
["S",500,0.55,0.58,0.48,0.3,0.14,0.01,0.01,0.35,0.58,0.57,0.59,0.57]
["SW",500,0.55,0.55,0.5,0.43,0.34,0.37,0.39,0.52,0.59,0.52,0.45,0.48]
["W",500,0.13,0.25,0.36,0.41,0.38,0.5,0.54,0.52,0.43,0.26,0.13,0.05]
["NW",500,0,0,0.01,0.09,0.19,0.3,0.26,0.1,0.02,0,0,0]
["N",500,0,0,0,0,0,0,0,0,0,0,0,0]
[]
["C4","I>","Ene","Feb","Mar","Abr","May","Jun","Jul","Ago","Sep","Oct","Nov","Dic"]
["H",200,0.74,0.84,0.89,0.89,0.92,0.96,0.97,0.96,0.95,0.88,0.76,0.67]
["NE",200,0,0.05,0.27,0.46,0.56,0.69,0.67,0.62,0.48,0.08,0,0]
["E",200,0.59,0.6,0.7,0.7,0.73,0.8,0.82,0.82,0.79,0.66,0.56,0.56]
["SE",200,0.84,0.83,0.83,0.78,0.74,0.8,0.83,0.85,0.9,0.86,0.85,0.84]
["S",200,0.91,0.88,0.88,0.78,0.71,0.7,0.8,0.89,0.91,0.9,0.9,0.9]
["SW",200,0.84,0.85,0.82,0.77,0.68,0.78,0.82,0.85,0.88,0.87,0.83,0.81]
["W",200,0.61,0.67,0.69,0.69,0.66,0.79,0.81,0.82,0.77,0.7,0.6,0.51]
["NW",200,0,0.05,0.25,0.42,0.45,0.68,0.66,0.61,0.42,0.11,0,0]
["N",200,0,0,0,0,0.04,0.14,0.07,0,0,0,0,0]
["H",300,0.49,0.67,0.75,0.79,0.83,0.91,0.92,0.93,0.87,0.74,0.59,0.4]
["NE",300,0,0,0.15,0.32,0.46,0.58,0.63,0.54,0.31,0.01,0,0]
["E",300,0.45,0.47,0.54,0.61,0.63,0.71,0.75,0.74,0.7,0.51,0.42,0.4]
["SE",300,0.73,0.74,0.7,0.68,0.63,0.66,0.75,0.83,0.81,0.75,0.76,0.77]
["S",300,0.82,0.8,0.73,0.63,0.5,0.55,0.68,0.79,0.86,0.82,0.83,0.81]
["SW",300,0.74,0.76,0.71,0.67,0.57,0.67,0.72,0.83,0.8,0.8,0.76,0.72]
["W",300,0.48,0.5,0.54,0.57,0.53,0.71,0.73,0.73,0.67,0.56,0.45,0.4]
["NW",300,0,0.02,0.16,0.32,0.35,0.6,0.59,0.5,0.26,0.02,0,0]
["N",300,0,0,0,0,0,0,0,0,0,0,0,0]
["H",500,0.08,0.25,0.45,0.54,0.61,0.77,0.8,0.79,0.7,0.43,0.15,0]
["NE",500,0,0,0,0.06,0.22,0.29,0.33,0.19,0,0,0,0]
["E",500,0.13,0.18,0.4,0.4,0.45,0.53,0.61,0.6,0.51,0.25,0.14,0.06]
["SE",500,0.51,0.5,0.53,0.4,0.38,0.41,0.49,0.6,0.66,0.55,0.51,0.48]
["S",500,0.55,0.58,0.48,0.3,0.14,0,0.04,0.38,0.64,0.6,0.63,0.57]
["SW",500,0.55,0.55,0.5,0.43,0.34,0.38,0.44,0.57,0.63,0.59,0.54,0.52]
["W",500,0.13,0.25,0.36,0.41,0.38,0.54,0.55,0.55,0.45,0.27,0.14,0.09]
["NW",500,0,0,0.01,0.09,0.19,0.33,0.26,0.14,0,0,0,0]
["N",500,0,0,0,0,0,0,0,0,0,0,0,0]
[]
["D1","I>","Ene","Feb","Mar","Abr","May","Jun","Jul","Ago","Sep","Oct","Nov","Dic"]
["H",200,0.7,0.84,0.88,0.91,0.93,0.93,0.95,0.94,0.92,0.89,0.74,0.7]
["NE",200,0,0.05,0.3,0.43,0.59,0.58,0.61,0.52,0.37,0.14,0,0]
["E",200,0.53,0.67,0.71,0.72,0.77,0.72,0.76,0.76,0.73,0.72,0.62,0.53]
["SE",200,0.8,0.88,0.84,0.8,0.76,0.71,0.78,0.8,0.84,0.88,0.86,0.84]
["S",200,0.89,0.91,0.87,0.84,0.74,0.63,0.75,0.83,0.85,0.92,0.89,0.9]
["SW",200,0.85,0.88,0.84,0.8,0.72,0.7,0.76,0.8,0.83,0.88,0.83,0.84]
["W",200,0.59,0.68,0.7,0.72,0.7,0.71,0.75,0.76,0.72,0.73,0.6,0.51]
["NW",200,0,0.05,0.25,0.44,0.51,0.57,0.59,0.52,0.31,0.14,0,0]
["N",200,0,0,0,0,0.03,0.12,0.06,0,0,0,0,0]
["H",300,0.46,0.67,0.77,0.83,0.85,0.84,0.88,0.88,0.79,0.75,0.55,0.46]
["NE",300,0,0.01,0.14,0.29,0.49,0.49,0.52,0.41,0.24,0.07,0,0]
["E",300,0.37,0.58,0.6,0.59,0.66,0.61,0.67,0.65,0.61,0.6,0.5,0.38]
["SE",300,0.7,0.8,0.76,0.7,0.65,0.58,0.67,0.72,0.74,0.81,0.79,0.75]
["S",300,0.8,0.81,0.79,0.7,0.53,0.47,0.58,0.69,0.76,0.84,0.81,0.84]
["SW",300,0.73,0.78,0.73,0.73,0.63,0.56,0.64,0.71,0.71,0.82,0.73,0.77]
["W",300,0.43,0.54,0.59,0.62,0.61,0.59,0.64,0.65,0.57,0.58,0.41,0.41]
["NW",300,0,0.01,0.1,0.35,0.45,0.44,0.47,0.38,0.19,0.02,0,0]
["N",300,0,0,0,0,0,0,0,0,0,0,0,0]
["H",500,0.12,0.23,0.52,0.59,0.64,0.68,0.74,0.69,0.58,0.43,0.18,0]
["NE",500,0,0,0,0.1,0.24,0.27,0.3,0.15,0.01,0,0,0]
["E",500,0.13,0.26,0.45,0.41,0.45,0.47,0.51,0.46,0.41,0.35,0.15,0.02]
["SE",500,0.49,0.58,0.62,0.43,0.41,0.32,0.37,0.44,0.49,0.61,0.54,0.5]
["S",500,0.55,0.62,0.55,0.36,0.2,0,0.04,0.31,0.49,0.61,0.57,0.63]
["SW",500,0.51,0.49,0.56,0.5,0.4,0.33,0.34,0.45,0.49,0.59,0.46,0.57]
["W",500,0.14,0.24,0.34,0.49,0.46,0.43,0.45,0.47,0.35,0.27,0.16,0]
["NW",500,0,0,0,0.1,0.2,0.25,0.19,0.17,0.01,0,0,0]
["N",500,0,0,0,0,0,0,0,0,0,0,0,0]
[]
["D2","I>","Ene","Feb","Mar","Abr","May","Jun","Jul","Ago","Sep","Oct","Nov","Dic"]
["H",200,0.7,0.84,0.88,0.91,0.93,0.95,0.96,0.95,0.93,0.88,0.76,0.67]
["NE",200,0,0.05,0.3,0.43,0.59,0.64,0.66,0.59,0.38,0.12,0,0]
["E",200,0.53,0.67,0.71,0.72,0.77,0.77,0.8,0.8,0.76,0.72,0.63,0.51]
["SE",200,0.8,0.88,0.84,0.8,0.76,0.76,0.81,0.84,0.87,0.87,0.85,0.84]
["S",200,0.89,0.91,0.87,0.84,0.74,0.67,0.77,0.86,0.89,0.91,0.9,0.9]
["SW",200,0.85,0.88,0.84,0.8,0.72,0.76,0.79,0.82,0.87,0.87,0.85,0.85]
["W",200,0.59,0.68,0.7,0.72,0.7,0.77,0.79,0.79,0.75,0.71,0.61,0.51]
["NW",200,0,0.05,0.25,0.44,0.51,0.65,0.63,0.56,0.36,0.12,0,0]
["N",200,0,0,0,0,0.03,0.11,0.06,0,0,0,0,0]
["H",300,0.46,0.67,0.77,0.83,0.85,0.88,0.91,0.91,0.84,0.75,0.58,0.4]
["NE",300,0,0.01,0.14,0.29,0.49,0.55,0.56,0.49,0.23,0,0,0]
["E",300,0.37,0.58,0.6,0.59,0.66,0.66,0.72,0.7,0.62,0.59,0.49,0.35]
["SE",300,0.7,0.8,0.76,0.7,0.65,0.63,0.7,0.8,0.75,0.8,0.78,0.72]
["S",300,0.8,0.81,0.79,0.7,0.53,0.52,0.61,0.74,0.81,0.83,0.82,0.82]
["SW",300,0.73,0.78,0.73,0.73,0.63,0.63,0.71,0.75,0.76,0.81,0.75,0.75]
["W",300,0.43,0.54,0.59,0.62,0.61,0.67,0.7,0.67,0.64,0.58,0.45,0.35]
["NW",300,0,0.01,0.1,0.35,0.45,0.54,0.56,0.43,0.22,0.01,0,0]
["N",300,0,0,0,0,0,0,0,0,0,0,0,0]
["H",500,0.12,0.23,0.52,0.59,0.64,0.71,0.77,0.74,0.63,0.44,0.12,0]
["NE",500,0,0,0,0.1,0.24,0.3,0.3,0.2,0.02,0,0,0]
["E",500,0.13,0.26,0.45,0.41,0.45,0.51,0.53,0.57,0.44,0.33,0.14,0.08]
["SE",500,0.49,0.58,0.62,0.43,0.41,0.35,0.43,0.54,0.54,0.62,0.53,0.49]
["S",500,0.55,0.62,0.55,0.36,0.2,0,0.07,0.37,0.54,0.65,0.6,0.6]
["SW",500,0.51,0.49,0.56,0.5,0.4,0.32,0.41,0.5,0.54,0.65,0.52,0.46]
["W",500,0.14,0.24,0.34,0.49,0.46,0.47,0.52,0.52,0.44,0.33,0.18,0.02]
["NW",500,0,0,0,0.1,0.2,0.26,0.26,0.14,0.01,0,0,0]
["N",500,0,0,0,0,0,0,0,0,0,0,0,0]
[]
["D3","I>","Ene","Feb","Mar","Abr","May","Jun","Jul","Ago","Sep","Oct","Nov","Dic"]
["H",200,0.7,0.84,0.88,0.91,0.93,0.95,0.96,0.96,0.95,0.88,0.77,0.66]
["NE",200,0,0.05,0.3,0.43,0.59,0.63,0.64,0.58,0.41,0.15,0,0]
["E",200,0.53,0.67,0.71,0.72,0.77,0.76,0.79,0.79,0.79,0.7,0.6,0.58]
["SE",200,0.8,0.88,0.84,0.8,0.76,0.76,0.8,0.83,0.89,0.86,0.86,0.83]
["S",200,0.89,0.91,0.87,0.84,0.74,0.68,0.78,0.87,0.92,0.91,0.9,0.9]
["SW",200,0.85,0.88,0.84,0.8,0.72,0.76,0.81,0.83,0.89,0.89,0.86,0.8]
["W",200,0.59,0.68,0.7,0.72,0.7,0.77,0.8,0.8,0.79,0.74,0.6,0.5]
["NW",200,0,0.05,0.25,0.44,0.51,0.65,0.65,0.59,0.42,0.15,0,0]
["N",200,0,0,0,0,0.03,0.11,0.08,0,0,0,0,0]
["H",300,0.46,0.67,0.77,0.83,0.85,0.89,0.9,0.91,0.86,0.76,0.58,0.34]
["NE",300,0,0.01,0.14,0.29,0.49,0.53,0.58,0.48,0.28,0.04,0,0]
["E",300,0.37,0.58,0.6,0.59,0.66,0.67,0.71,0.7,0.67,0.55,0.44,0.4]
["SE",300,0.7,0.8,0.76,0.7,0.65,0.65,0.7,0.79,0.8,0.79,0.75,0.74]
["S",300,0.8,0.81,0.79,0.7,0.53,0.53,0.63,0.75,0.83,0.83,0.84,0.77]
["SW",300,0.73,0.78,0.73,0.73,0.63,0.64,0.69,0.79,0.79,0.82,0.77,0.66]
["W",300,0.43,0.54,0.59,0.62,0.61,0.67,0.73,0.71,0.67,0.64,0.45,0.35]
["NW",300,0,0.01,0.1,0.35,0.45,0.54,0.59,0.47,0.24,0.02,0,0]
["N",300,0,0,0,0,0,0,0,0,0,0,0,0]
["H",500,0.12,0.23,0.52,0.59,0.64,0.77,0.78,0.76,0.67,0.43,0.17,0.01]
["NE",500,0,0,0,0.1,0.24,0.32,0.32,0.16,0,0,0,0]
["E",500,0.13,0.26,0.45,0.41,0.45,0.53,0.56,0.57,0.48,0.32,0.14,0.06]
["SE",500,0.49,0.58,0.62,0.43,0.41,0.41,0.45,0.57,0.59,0.58,0.52,0.46]
["S",500,0.55,0.62,0.55,0.36,0.2,0,0.02,0.33,0.55,0.6,0.62,0.55]
["SW",500,0.51,0.49,0.56,0.5,0.4,0.4,0.43,0.53,0.56,0.57,0.51,0.45]
["W",500,0.14,0.24,0.34,0.49,0.46,0.53,0.53,0.54,0.44,0.29,0.09,0.08]
["NW",500,0,0,0,0.1,0.2,0.31,0.28,0.12,0,0,0,0]
["N",500,0,0,0,0,0,0,0,0,0,0,0,0]
[]
["E1","I>","Ene","Feb","Mar","Abr","May","Jun","Jul","Ago","Sep","Oct","Nov","Dic"]
["H",200,0.69,0.81,0.88,0.9,0.93,0.93,0.95,0.94,0.91,0.87,0.74,0.68]
["NE",200,0,0.03,0.25,0.44,0.51,0.6,0.61,0.54,0.33,0.09,0,0]
["E",200,0.56,0.63,0.66,0.7,0.71,0.71,0.76,0.77,0.7,0.71,0.6,0.58]
["SE",200,0.82,0.82,0.82,0.77,0.73,0.7,0.76,0.82,0.82,0.88,0.82,0.84]
["S",200,0.89,0.87,0.87,0.81,0.75,0.63,0.71,0.85,0.85,0.92,0.88,0.91]
["SW",200,0.82,0.85,0.83,0.78,0.74,0.72,0.73,0.81,0.81,0.88,0.83,0.84]
["W",200,0.6,0.66,0.72,0.7,0.73,0.72,0.73,0.75,0.68,0.7,0.61,0.53]
["NW",200,0,0.06,0.29,0.43,0.54,0.6,0.56,0.5,0.33,0.13,0,0]
["N",200,0,0,0,0,0.02,0.11,0.04,0,0,0,0,0]
["H",300,0.48,0.64,0.76,0.81,0.84,0.85,0.86,0.88,0.8,0.74,0.56,0.4]
["NE",300,0,0,0.11,0.34,0.45,0.47,0.51,0.46,0.23,0.01,0,0]
["E",300,0.48,0.47,0.54,0.61,0.61,0.6,0.65,0.67,0.58,0.55,0.48,0.49]
["SE",300,0.76,0.73,0.73,0.68,0.65,0.58,0.64,0.75,0.72,0.79,0.74,0.78]
["S",300,0.8,0.78,0.78,0.67,0.57,0.46,0.56,0.69,0.74,0.81,0.81,0.84]
["SW",300,0.75,0.76,0.76,0.68,0.65,0.58,0.62,0.73,0.7,0.79,0.76,0.71]
["W",300,0.47,0.52,0.61,0.59,0.63,0.64,0.6,0.63,0.56,0.58,0.46,0.38]
["NW",300,0,0.03,0.17,0.3,0.45,0.49,0.45,0.4,0.2,0.03,0,0]
["N",300,0,0,0,0,0,0,0,0,0,0,0,0]
["H",500,0.06,0.31,0.48,0.59,0.67,0.69,0.71,0.72,0.58,0.41,0.16,0.03]
["NE",500,0,0,0,0.14,0.26,0.26,0.26,0.15,0.01,0,0,0]
["E",500,0.16,0.27,0.36,0.49,0.48,0.45,0.48,0.52,0.45,0.28,0.2,0.08]
["SE",500,0.58,0.54,0.53,0.49,0.44,0.34,0.38,0.48,0.56,0.54,0.6,0.56]
["S",500,0.63,0.6,0.53,0.37,0.21,0,0.06,0.27,0.52,0.6,0.63,0.58]
["SW",500,0.56,0.55,0.58,0.43,0.42,0.32,0.38,0.49,0.51,0.59,0.56,0.46]
["W",500,0.13,0.27,0.44,0.43,0.46,0.46,0.46,0.49,0.37,0.35,0.19,0.1]
["NW",500,0,0,0,0.09,0.25,0.29,0.22,0.16,0,0,0,0]
["N",500,0,0,0,0,0,0,0,0,0,0,0,0]
[]
["alfa3","I>","Ene","Feb","Mar","Abr","May","Jun","Jul","Ago","Sep","Oct","Nov","Dic"]
["H",200,0.92,0.94,0.95,0.95,0.96,0.96,0.96,0.95,0.94,0.94,0.94,0.93]
["NE",200,0.04,0.27,0.45,0.61,0.69,0.72,0.7,0.66,0.46,0.33,0.05,0]
["E",200,0.77,0.77,0.77,0.78,0.79,0.78,0.79,0.79,0.75,0.79,0.78,0.76]
["SE",200,0.91,0.92,0.85,0.82,0.75,0.71,0.72,0.8,0.82,0.91,0.92,0.91]
["S",200,0.96,0.96,0.89,0.83,0.58,0.43,0.47,0.74,0.84,0.95,0.97,0.97]
["SW",200,0.92,0.92,0.84,0.83,0.73,0.71,0.71,0.79,0.81,0.9,0.92,0.91]
["W",200,0.77,0.79,0.76,0.79,0.78,0.79,0.78,0.79,0.76,0.77,0.79,0.75]
["NW",200,0.03,0.23,0.44,0.62,0.67,0.72,0.69,0.64,0.5,0.29,0.06,0]
["N",200,0,0,0,0,0.08,0.29,0.2,0,0,0,0,0]
["H",300,0.84,0.87,0.87,0.92,0.91,0.92,0.92,0.92,0.88,0.88,0.87,0.79]
["NE",300,0,0.14,0.31,0.5,0.6,0.64,0.64,0.55,0.36,0.14,0,0]
["E",300,0.64,0.69,0.68,0.69,0.69,0.68,0.7,0.71,0.63,0.66,0.64,0.62]
["SE",300,0.88,0.86,0.81,0.72,0.66,0.6,0.65,0.71,0.72,0.83,0.88,0.88]
["S",300,0.9,0.89,0.81,0.63,0.21,0,0.04,0.48,0.67,0.86,0.9,0.89]
["SW",300,0.87,0.85,0.78,0.73,0.63,0.59,0.63,0.7,0.73,0.81,0.88,0.87]
["W",300,0.62,0.68,0.66,0.7,0.67,0.68,0.68,0.69,0.67,0.65,0.65,0.61]
["NW",300,0,0.09,0.29,0.51,0.57,0.63,0.62,0.53,0.4,0.1,0,0]
["N",300,0,0,0,0,0,0,0,0,0,0,0,0]
["H",500,0.54,0.66,0.74,0.77,0.76,0.78,0.78,0.78,0.7,0.71,0.6,0.46]
["NE",500,0,0,0.02,0.23,0.36,0.44,0.42,0.25,0.1,0,0,0]
["E",500,0.36,0.51,0.51,0.54,0.57,0.55,0.58,0.58,0.45,0.47,0.35,0.27]
["SE",500,0.71,0.69,0.61,0.46,0.31,0.22,0.27,0.45,0.49,0.65,0.68,0.67]
["S",500,0.75,0.69,0.47,0.09,0,0,0,0.01,0.29,0.65,0.71,0.77]
["SW",500,0.69,0.71,0.59,0.49,0.32,0.2,0.25,0.38,0.51,0.65,0.67,0.65]
["W",500,0.3,0.5,0.51,0.57,0.53,0.54,0.57,0.56,0.5,0.45,0.32,0.33]
["NW",500,0,0,0.04,0.23,0.35,0.42,0.4,0.27,0.11,0,0,0]
["N",500,0,0,0,0,0,0,0,0,0,0,0,0]